## Sheet1
Wind farm ID | Wind farm status | Area km2 | lat | lon | Country | Geo region | index | Capacity MW | Turbine Model | CAPEX
IN25 | Concept/Early Planning |  | 9.1421 | 79.001 | India | Asia | 1 | 20 | Not Decided
GR63 | Development Zone |  | 37.5676 | 24.9454 | Greece | Europe | 2 | 2000 | Not Decided
NL0A | Fully Commissioned |  | 53.4551 | 6.8008 | Netherlands | Europe | 2 | 6 | 2B6. (2-B Energy)
UK47 | Fully Commissioned | 19.97 | 57.2257 | -1.9965 | United Kingdom | Europe | 2 | 93.2 | V164-8.0 MW (MHI Vestas Offshore Wind), MHI Vestas specially designed 11xV164-8.0 MW turbines power boosted to 8.8 MW. | GBP 335 million
IT51 | Concept/Early Planning |  | 42.5512 | 14.434 | Italy | Europe | 2 | 1760 | Not Decided
BR49 | Concept/Early Planning | 412.5001 | -22.0832 | -40.6392 | Brazil | South America | 3 | 2160 | Not Decided
DK1G | Development Zone |  | 56.6099 | 7.7385 | Denmark | Europe | 2 | 2000 | Not Decided
DK2R | Development Zone |  | 57.3725 | 7.5837 | Denmark | Europe | 2 | 4000 | Not Decided
DK1O | Concept/Early Planning | 0.0038558 | 54.862 | 10.531 | Denmark | Europe | 2 | 0.011 | Not Decided
DK89 | Consent Application Submitted | 41.8681 | 55.4339 | 12.5653 | Denmark | Europe | 2 | 286 | The maximum number of turbines will be 45 turbines with a small turbine size (5.5 MW), 31 turbines with an intermediate turbine size (8 MW) or 26 turbines with a large turbine size (11.0 MW). The maximum height of turbines will be defined by the 11.0 MW t
FR90 | Concept/Early Planning |  | 43.3125 | 4.9164 | France | Europe | 2 | 6 | Not Decided | EUR 31.13 million
BR09 | Concept/Early Planning | 702.5569 | -4.849 | -36.4363 | Brazil | South America | 3 | 1700 | Bluefloat plans to use a 20 MW turbine model.
BR29 | Concept/Early Planning | 852.6342 | -29.8284 | -49.7553 | Brazil | South America | 3 | 3000 | Not Decided
JP87 | Concept/Early Planning | 91.0158 | 40.8473 | 140.2109 | Japan | Asia | 1 | 800 | Rotor diameter: 164-220m; Hub height: 105-138m ; Total turbine height: 190-250m
JP2M | Concept/Early Planning | 111.2374 | 40.8736 | 140.2263 | Japan | Asia | 1 | 600 | Not Decided
FI25 | Fully Commissioned | 3.15 | 65.6548 | 24.5367 | Finland | Europe | 2 | 26.4 | SWT-3.3-130 (Siemens), 8x SWT-3.3MW-130 (offshore) and 5x SWT-3.2MW-113 (onshore) | EUR 12.1 million
JP66 | Concept/Early Planning |  | 40.1438 | 139.9046 | Japan | Asia | 1 | 722 | Not Decided
JP29 | Under Construction | 3.5692 | 39.7635 | 140.0299 | Japan | Asia | 1 | 54.6 | V117-4.2 MW (Vestas) | JPY 39000 million
JP1L | Concept/Early Planning | 551.7443 | 31.8667 | 129.9877 | Japan | Asia | 1 | 1500 | Not Decided
DE39 | Fully Commissioned | 10.5397 | 54.486 | 6.2491 | Germany | Europe | 2 | 112 | SWT-7.0-154 (Siemens Gamesa) | CAD 395 million
ES84 | Concept/Early Planning | 4.2156 | 27.8242 | -15.384 | Spain | Europe | 2 | 49.9 | Estimate: Haliade-X 12 MW (GE Energy) | EUR 129.5 million
BR41 | Concept/Early Planning | 777.5258 | -4.9719 | -35.6682 | Brazil | South America | 3 | 1845 | V236-15.0 MW (Vestas)
BR06 | Concept/Early Planning | 1724.1696 | -3.8906 | -37.8863 | Brazil | South America | 3 | 6000 | Estimate: V236-15.0 MW (Vestas), Turbine model specified in the FCA application but not confirmed.
DE01 | Fully Commissioned | 3.93 | 54.0109 | 6.6065 | Germany | Europe | 2 | 60 | M5000-116 (Areva Wind), Also using 6x 5M(Senvion) turbines | EUR 250 million
ES0L | Concept/Early Planning |  | 36.7742 | -2.4061 | Spain | Europe | 2 | 300 | Not Decided
BR18 | Concept/Early Planning | 1094.9004 | -33.9253 | -52.9317 | Brazil | South America | 3 | 3000 | Bluefloat plans to use a 20 MW turbine model.
DE05 | Fully Commissioned | 30.1822 | 54.523 | 7.7057 | Germany | Europe | 2 | 302 | SWT-3.6-120 (Siemens) | EUR 1000 million
VN0E | Development Zone |  | 13.1426 | 109.4197 | Vietnam | Asia | 1 | 250 | Not Decided
SE76 | Concept/Early Planning | 126.4502 | 57.4879 | 17.5254 | Sweden | Europe | 2 |  | Not Decided
DK13 | Fully Commissioned | 115.94 | 56.5986 | 11.2088 | Denmark | Europe | 2 | 399.6 | SWT-3.6-120 (Siemens) | DKK 10000 million
IE36 | Concept/Early Planning | 125.3956 | 54.424 | -8.8673 | Ireland | Europe | 2 | 500 | Not Decided
IE37 | Concept/Early Planning | 178.4843 | 54.5942 | -9.1098 | Ireland | Europe | 2 | 500 | Not Decided
KR0A | Concept/Early Planning |  | 37.2029 | 126.5101 | South Korea | Asia | 1 | 200 | Not Decided | KRW 1.1e+006 million
JP2C | Concept/Early Planning | 113.6406 | 40.8569 | 140.2188 | Japan | Asia | 1 | 600 | Not Decided
JP1F | Concept/Early Planning | 126.5658 | 40.8435 | 140.2233 | Japan | Asia | 1 | 600 | Not Decided
PH01 | Concept/Early Planning |  | 18.4914 | 121.6664 | Philippines | Asia | 1 | 100 | Not Decided
DE3U | Concept/Early Planning |  | 54.2128 | 7.7981 | Germany | Europe | 2 | 28 | Not Decided
BR31 | Concept/Early Planning | 539.21 | -21.564 | -40.682 | Brazil | South America | 3 | 1920 | Not Decided
BR32 | Concept/Early Planning | 524.51 | -21.3683 | -40.6272 | Brazil | South America | 3 | 1920 | Not Decided
BR71 | Concept/Early Planning | 644.1708 | -2.595 | -41.1997 | Brazil | South America | 3 | 3000 | Estimate: V236-15.0 MW (Vestas), Specified in the FCA application, but not confirmed.
DE51 | Under Construction | 29.39 | 54.8234 | 13.6438 | Germany | Europe | 2 | 257 | V174-9.5 MW (MHI Vestas Offshore Wind), Parkwind will overplant for more efficiency but will not/are not allowed to inject more than 247MW.
ES0S | Concept/Early Planning |  | 28.046 | -15.3893 | Spain | Europe | 2 | 1.5 | Not Decided
EE31 | Concept/Early Planning | 89.8081 | 57.9816 | 24.1943 | Estonia | Europe | 2 | 1005 | Not Decided
EE34 | Concept/Early Planning | 78.2239 | 57.9666 | 24.0085 | Estonia | Europe | 2 | 1005 | Not Decided
LK03 | Concept/Early Planning |  | 6.1699 | 81.3396 | Sri Lanka | Asia | 1 | 300 | Not Decided
KR1M | Concept/Early Planning |  | 35.8641 | 126.4435 | South Korea | Asia | 1 | 100 | Not Decided | KRW 500000 million
IE01 | Fully Commissioned | 4.76 | 52.7911 | -5.9474 | Ireland | Europe | 2 | 25.2 | GE 3.6s Offshore (GE Energy) | EUR 50 million
IE07 | Concept/Early Planning | 64.74 | 52.7982 | -5.9478 | Ireland | Europe | 2 | 800 | Not Decided | EUR 2500 million
DE46 | Fully Commissioned | 37.3199 | 54.7828 | 14.1211 | Germany | Europe | 2 | 385 | SWT-6.0-154 (Siemens) | EUR 1200 million
SE90 | Concept/Early Planning | 230.7652 | 55.0806 | 13.5569 | Sweden | Europe | 2 | 1200 | Not Decided
BR02 | Concept/Early Planning | 268.1672 | -2.9551 | -39.6506 | Brazil | South America | 3 | 1080 | Estimate: V236-15.0 MW (Vestas), The plan is to use either Vestas or Siemens Gamesa turbines. The EIA application indicates Vestas' 236 model, but ultimately it will depend on commercial and environmental conditions. | BRL 12000 million
UK5R | Concept/Early Planning | 9.9924 | 60.1527 | -3.2346 | United Kingdom | Europe | 2 | 1500 | Not Decided | GBP 6000 million
CO03 | Concept/Early Planning |  | 11.705 | -72.9758 | Colombia | South America | 3 | 825 | Not Decided
IE24 | Concept/Early Planning |  | 54.2669 | -10.2599 | Ireland | Europe | 2 | 10 | Not Decided
US5F | Consent Application Submitted | 284.4913 | 39.2595 | -74.1234 | United States | North America | 5 | 1509.6 | V236-15.0 MW (Vestas), Initially, Vestas was to supply the 13.6 MW model, but after a year of due diligence and evaluating lcoal content requirements it decided to use the 15 MW model..
US6X | Consent Application Submitted | 193.5986 | 39.2852 | -74.0352 | United States | North America | 5 | 1425 | Not Decided
US6Y | Concept/Early Planning | 328.772 | 39.4722 | -74.0044 | United States | North America | 5 |  | Not Decided
ES88 | Concept/Early Planning |  | 27.6514 | -15.5571 | Spain | Europe | 2 | 300 | Not Decided
DE66 | Concept/Early Planning | 43.8334 | 54.2664 | 5.9496 | Germany | Europe | 2 | 613 | Not Decided
JP0Q | Development Zone | 26.28 | 40.2636 | 139.9811 | Japan | Asia | 1 | 356 | Not Decided
SE78 | Consent Application Submitted | 745.8836 | 56.6263 | 17.5439 | Sweden | Europe | 2 | 5500 | 25 MW: RD 350m, tip height 370 m, clearance 20m. 15 MW: RD 240 m, tip height 260 m, clearance 20m.
UK7I | Concept/Early Planning |  | 50.5298 | -5.4704 | United Kingdom | Europe | 2 | 1000 | Not Decided
AU06 | Concept/Early Planning | 324.4134 | -36.7502 | 139.7042 | Australia | Australasia | 4 | 600 | It will comprise of between 40 and 75 (8-15 MW) offshore wind turbine generators (WTGs). The proposed 15MW turbines are approximately 150m tall to the centre of the rotor (nacelle). The blades are around 108m each in length, giving a base to blade tip hei
AU05 | Concept/Early Planning |  | -38.2105 | 141.1229 | Australia | Australasia | 4 | 495 | 33-62 turbines or 8-15 MW; 220m rotor diameter; 154m Max hub height.
AU04 | Concept/Early Planning | 112.1531 | -33.0661 | 115.6289 | Australia | Australasia | 4 | 300 | Footprint for 8 MW array (37 turbines) is ~296 ha. Footprint for 15 MW array (20 turbines) is ~202 ha. | AUD 1000 million
NO32 | Development Zone | 105.2 | 69.9283 | 18.1814 | Norway | Europe | 2 | 300 | Not Decided
UK7K | Concept/Early Planning | 0.51523 | 58.2342 | -0.43371 | United Kingdom | Europe | 2 | 1500 | Not Decided
DK15 | Fully Commissioned | 0.06 | 55.6022 | 12.4619 | Denmark | Europe | 2 | 10.8 | SWT-3.6-120 (Siemens) | DKK 100 million
IT33 | Consent Application Submitted | 38.02 | 37.3485 | 12.2122 | Italy | Europe | 2 | 228 | Not Decided
UK4D | Consent Application Submitted | 81.9577 | 53.4628 | -3.7393 | United Kingdom | Europe | 2 | 1100 | Not Decided | GBP 1750 million
PL63 | Concept/Early Planning | 107.67 | 55.0508 | 17.8402 | Poland | Europe | 2 | 450 | Not Decided
VN01 | Fully Commissioned | 0.60089 | 9.237 | 105.8246 | Vietnam | Asia | 1 | 16 | GE 1.6-82.5 (GE Energy) | VND 860000 million
VN02 | Fully Commissioned | 8.8189 | 9.2197 | 105.799 | Vietnam | Asia | 1 | 83.2 | GE 1.6-82.5 (GE Energy) | USD 195 million
VN03 | Under Construction | 61.3105 | 9.1839 | 105.8052 | Vietnam | Asia | 1 | 142 | GW 155-3.3MW (Goldwind) | VND 6.689e+006 million
VN05 | Concept/Early Planning |  | 9.1718 | 105.7844 | Vietnam | Asia | 1 | 158 | Not Decided
PH07 | Concept/Early Planning |  | 17.9164 | 120.1617 | Philippines | Asia | 1 | 500 | Not Decided
PL59 | Concept/Early Planning | 66.58 | 54.9457 | 16.1915 | Poland | Europe | 2 | 560 | Not Decided
DE83 | Pre-Construction | 42.95 | 54.8283 | 13.8602 | Germany | Europe | 2 | 476 | V174-9.5 MW (MHI Vestas Offshore Wind)
SE96 | Concept/Early Planning | 431.5836 | 58.2837 | 18.35 | Sweden | Europe | 2 | 1960 | Not Decided
SE86 | Concept/Early Planning | 579.5107 | 55.6075 | 16.1668 | Sweden | Europe | 2 | 3340 | Not Decided
SE87 | Concept/Early Planning | 1132.4959 | 59.079 | 20.046 | Sweden | Europe | 2 | 5000 | Not Decided
SE0D | Concept/Early Planning | 684.6156 | 58.6077 | 19.9097 | Sweden | Europe | 2 | 3000 | Not Decided
PL23 | Concept/Early Planning | 131.22 | 55.0506 | 17.6506 | Poland | Europe | 2 | 1200 | V236-15.0 MW (Vestas), Clearance of 20 m expected.
PL19 | Concept/Early Planning | 108.3 | 55.5646 | 17.5324 | Poland | Europe | 2 | 900 | Not Decided
PL20 | Concept/Early Planning | 189.48 | 55.0679 | 17.0982 | Poland | Europe | 2 | 1498 | Not Decided
PL21 | Concept/Early Planning | 130.91 | 55.0563 | 17.4481 | Poland | Europe | 2 | 1045.5 | Max 229 across both sites. | PLN 12000 million
PL16 | Concept/Early Planning | 129.3306 | 55.517 | 17.2824 | Poland | Europe | 2 | 1560 | Not Decided
PL22 | Consent Application Submitted | 121.61 | 55.0833 | 16.8827 | Poland | Europe | 2 | 720 | SG 14-236 DD (Siemens Gamesa) | PLN 9302.5 million
PL17 | Consent Application Submitted | 116.52 | 54.994 | 17.3547 | Poland | Europe | 2 | 720 | SG 14-236 DD (Siemens Gamesa) | PLN 9302.5 million
IE54 | Concept/Early Planning | 291.4598 | 52.9935 | -5.8019 | Ireland | Europe | 2 | 1000 | Not Decided
US7I | Development Zone | 960.48 | 42.9922 | -124.9033 | United States | North America | 5 | 2881 | Not Decided
DE23 | Fully Commissioned | 58.92 | 54.3554 | 5.9809 | Germany | Europe | 2 | 400 | Bard 5.0 (Bard) | EUR 2900 million
CO08 | Concept/Early Planning |  | 11.8301 | -72.7674 | Colombia | South America | 3 | 825 | Not Decided
CO02 | Concept/Early Planning | 601.9356 | 10.8279 | -75.2774 | Colombia | South America | 3 | 350 | Not Decided | USD 1000 million
UK01 | Fully Commissioned | 9.98 | 53.9915 | -3.296 | United Kingdom | Europe | 2 | 90 | V90-3.0 MW Offshore (Vestas) | GBP 123 million
AU11 | Concept/Early Planning |  | -40.7663 | 145.9387 | Australia | Australasia | 4 | 500 | The BOWE wind farm will generate between 500 and 1,000 MW 30 km off the coast of north-east Tasmania. Stage one of the project will comprise around 35 turbines. At this stage, it is expected that the rotation diameter of the wind blades will be 222 metres
AU12 | Concept/Early Planning |  | -40.7226 | 145.9387 | Australia | Australasia | 4 | 500 | Not Decided
AU24 | Concept/Early Planning |  | -40.733 | 145.9378 | Australia | Australasia | 4 | 2000 | Not Decided
AU17 | Concept/Early Planning |  | -38.8464 | 145.5766 | Australia | Australasia | 4 | 4000 | Not Decided
US4Y | Consent Application Submitted | 586.0844 | 40.9688 | -70.7922 | United States | North America | 5 | 2000 | Not Decided
US5Z | Concept/Early Planning | 269.9961 | 40.8901 | -70.4434 | United States | North America | 5 | 1230 | Not Decided
US6J | Concept/Early Planning | 251.2801 | 40.7528 | -70.6094 | United States | North America | 5 | 1170 | Not Decided
UK53 | Fully Commissioned | 131.33 | 58.254 | -2.8845 | United Kingdom | Europe | 2 | 588 | SWT-7.0-154 (Siemens Gamesa) | GBP 2500 million
UK46 | Decommissioned | 0.72 | 58.0987 | -3.0782 | United Kingdom | Europe | 2 | 10 | 5M (Senvion) | EUR 41 million
UK5Q | Concept/Early Planning | 6.5817 | 57.387 | 0.57532 | United Kingdom | Europe | 2 | 1500 | Not Decided | GBP 6000 million
UK7E | Concept/Early Planning | 15.4064 | 56.6683 | 1.4031 | United Kingdom | Europe | 2 | 1500 | Not Decided | GBP 6000 million
TW0A | Concept/Early Planning | 318.3214 | 24.843 | 120.5961 | Taiwan | Asia | 1 | 1800 | Not Decided
UK99 | Concept/Early Planning | 277.4231 | 56.8454 | 0.035733 | United Kingdom | Europe | 2 | 1200 | Not Decided | GBP 4582 million
BE03 | Fully Commissioned | 13.08 | 51.6702 | 2.8028 | Belgium | Europe | 2 | 165 | V90-3.0 MW Offshore (Vestas) | EUR 614 million
BE11 | Fully Commissioned |  | 51.6883 | 2.8364 | Belgium | Europe | 2 | 6 | Haliade 150-6MW (GE Energy)
VN0X | Concept/Early Planning |  | 9.9455 | 106.9637 | Vietnam | Asia | 1 | 2300 | Not Decided
VN96 | Concept/Early Planning |  | 10.1492 | 107.0945 | Vietnam | Asia | 1 | 500 | Not Decided | USD 1500 million
VN29 | Under Construction | 2.6344 | 9.8296 | 106.6723 | Vietnam | Asia | 1 | 30 | GW 155-4.5MW (Goldwind) | USD 60 million
VN68 | Concept/Early Planning | 17.1469 | 9.8251 | 106.7109 | Vietnam | Asia | 1 | 50 | GW 155-4.5MW (Goldwind) | USD 100 million
VN31 | Development Zone | 28.26 | 9.8869 | 106.7425 | Vietnam | Asia | 1 | 110 | Not Decided
VN32 | Fully Commissioned | 3.5986 | 9.9252 | 106.6779 | Vietnam | Asia | 1 | 31.5 | SG 4.5-145 (Siemens Gamesa) | VND 2e+006 million
VN84 | Partial Generation/Under Construction | 6.2032 | 9.917 | 106.6934 | Vietnam | Asia | 1 | 31.5 | SG 4.5-145 (Siemens Gamesa) | VND 1.5e+006 million
VN98 | Under Construction | 19.0737 | 9.916 | 106.7346 | Vietnam | Asia | 1 | 63 | SG 4.5-145 (Siemens Gamesa) | VND 2.5e+006 million
VN48 | Concept/Early Planning | 27.4829 | 9.9708 | 106.7201 | Vietnam | Asia | 1 | 81 | Not Decided | VND 4.818e+006 million
VN34 | Development Zone | 14.29 | 10.0251 | 106.7679 | Vietnam | Asia | 1 | 29.4 | Not Decided
CO04 | Concept/Early Planning |  | 11.4015 | -74.1115 | Colombia | South America | 3 | 825 | Not Decided
BM01 | Concept/Early Planning |  | 32.2612 | -64.6072 | Bermuda | Central America and the Caribbean | #N/A | 60 | Not Decided
UK74 | Concept/Early Planning | 1178.738 | 56.5985 | -1.92 | United Kingdom | Europe | 2 | 4100 | Not Decided
BR08 | Concept/Early Planning | 1043.2309 | -4.8002 | -36.821 | Brazil | South America | 3 | 3000 | Estimate: V236-15.0 MW (Vestas), Turbine model specified in the FCA application but not confirmed.
VN49 | Fully Commissioned | 2.9056 | 10.0954 | 106.8466 | Vietnam | Asia | 1 | 30 | SG 4.2-145 (Siemens Gamesa) | USD 59.8 million
VN50 | Partial Generation/Under Construction | 2.9425 | 10.1095 | 106.8189 | Vietnam | Asia | 1 | 49 | GW155-4.2MW (Goldwind) | USD 98 million
VN36 | Partial Generation/Under Construction | 4.3038 | 10.1507 | 106.8561 | Vietnam | Asia | 1 | 49 | GW155-4.2MW (Goldwind) | USD 98 million
VN1J | Development Zone |  | 9.7055 | 106.8949 | Vietnam | Asia | 1 | 1000 | Not Decided
VN92 | Concept/Early Planning |  | 14.024 | 109.2953 | Vietnam | Asia | 1 | 2000 | Not Decided | USD 6000 million
VN0C | Development Zone |  | 14.1038 | 109.2755 | Vietnam | Asia | 1 | 2000 | Not Decided
VN0P | Concept/Early Planning |  | 11.091 | 108.8754 | Vietnam | Asia | 1 | 1800 | Not Decided | USD 5000 million
VN0K | Concept/Early Planning |  | 11.0064 | 108.7933 | Vietnam | Asia | 1 | 3000 | Not Decided | USD 10500 million
VN0N | Concept/Early Planning |  | 11.1785 | 108.9724 | Vietnam | Asia | 1 | 5000 | Not Decided | VND 2.871e+008 million
ES64 | Fully Commissioned | 5.3009 | 43.4651 | -2.8798 | Spain | Europe | 2 | 20 | Not Decided
CO07 | Concept/Early Planning |  | 10.3861 | -75.6689 | Colombia | South America | 3 | 510 | Not Decided
RO05 | Concept/Early Planning |  | 43.8935 | 28.6726 | Romania | Europe | 2 | 500 | Not Decided
RO04 | Concept/Early Planning |  | 43.9371 | 28.6889 | Romania | Europe | 2 | 1400 | Not Decided
IE39 | Concept/Early Planning | 429.0811 | 51.8389 | -6.369 | Ireland | Europe | 2 | 1500 | Not Decided | AED 8052.15 million
SE16 | Concept/Early Planning | 148.3044 | 55.956 | 14.9547 | Sweden | Europe | 2 | 1000 | Not Decided | SEK 50000 million
US12 | Fully Commissioned | 2.41 | 41.1159 | -71.5214 | United States | North America | 5 | 30 | Haliade 150-6MW (GE Energy) | USD 360 million
US6N | Concept/Early Planning |  | 39.9745 | -72.7402 | United States | North America | 5 | 1700 | Not Decided
ES73 | Decommissioned |  | 43.4964 | -3.7604 | Spain | Europe | 2 | 0.03 | Aeolos-H 30kW (Hief Wind Energy) | EUR 2.7 million
UK45 | Decommissioned | 0.4 | 55.1361 | -1.4903 | United Kingdom | Europe | 2 | 4 | V66-2MW (Vestas) | EUR 6 million
UK70 | Fully Commissioned | 3.6347 | 55.131 | -1.4011 | United Kingdom | Europe | 2 | 41.5 | V164-8.0 MW (MHI Vestas Offshore Wind) | GBP 178 million
UK79 | Concept/Early Planning | 15.1594 | 55.1851 | -1.353 | United Kingdom | Europe | 2 | 58.4 | Not Decided
KR0Q | Concept/Early Planning |  | 34.3518 | 126.2385 | South Korea | Asia | 1 | 600 | Not Decided
DK1W | Concept/Early Planning |  | 57.4522 | 11.3607 | Denmark | Europe | 2 | 1102.5 | Not Decided
SE02 | Fully Commissioned | 0.25 | 57.0363 | 18.1468 | Sweden | Europe | 2 | 3.3 | V47-660kW (Vestas), Wind World 550kW (Wind World A/S) (Original turbines used prior to repowering) | EUR 4 million
DE04 | Fully Commissioned | 35.4469 | 53.9673 | 6.5541 | Germany | Europe | 2 | 312 | SWT-4.0-120 (Siemens) | EUR 1190 million
DE30 | Fully Commissioned | 35.9707 | 53.9518 | 6.4875 | Germany | Europe | 2 | 450 | V164-8.0 MW (MHI Vestas Offshore Wind) | EUR 1300 million
DE03 | Pre-Construction | 74.2828 | 54.047 | 6.1942 | Germany | Europe | 2 | 913 | SG 11.0-200 DD (Siemens Gamesa)
DK1F | Concept/Early Planning | 4.17 | 54.9796 | 14.7435 | Denmark | Europe | 2 | 100 | Not Decided
DK2C | Concept/Early Planning |  | 55.1137 | 15.9643 | Denmark | Europe | 2 | 1500 | Not Decided
DK2D | Concept/Early Planning | 500 | 54.878 | 15.9643 | Denmark | Europe | 2 | 1500 | Not Decided
DK0D | Development Zone | 124.8345 | 55.0441 | 14.3818 | Denmark | Europe | 2 | 950 | Not Decided
DK1H | Development Zone | 118.677 | 54.8989 | 14.1778 | Denmark | Europe | 2 | 950 | Not Decided
DK0E | Development Zone | 414.6076 | 54.776 | 14.7457 | Denmark | Europe | 2 | 1900 | Not Decided
NL0B | Fully Commissioned | 112.58 | 51.683 | 3.0662 | Netherlands | Europe | 2 | 752 | SG 8.0-167 DD (Siemens Gamesa) | EUR 1851 million
NL0J | Fully Commissioned | 121.94 | 51.6998 | 2.9282 | Netherlands | Europe | 2 | 731.5 | V164-9.5 MW (MHI Vestas Offshore Wind) | EUR 1300 million
NL88 | Fully Commissioned | 0.59 | 51.7092 | 3.0033 | Netherlands | Europe | 2 | 19 | V164-9.5 MW (MHI Vestas Offshore Wind)
KR95 | Concept/Early Planning |  | 36.2375 | 126.0804 | South Korea | Asia | 1 | 1000 | Not Decided | KRW 6e+006 million
BR51 | Concept/Early Planning | 225.5081 | -32.1652 | -52.0459 | Brazil | South America | 3 | 1155 | Not Decided
IE21 | Concept/Early Planning | 199.12 | 53.7612 | -5.891 | Ireland | Europe | 2 | 1000 | Not Decided | EUR 2500 million
DE42 | Fully Commissioned |  | 54.1618 | 12.1318 | Germany | Europe | 2 | 2.5 | N90/2500 HS Offshore (Nordex)
IT02 | Decommissioned |  | 39.9591 | 18.6437 | Italy | Europe | 2 | 0.08 | WES18 mk1 (WES)
IT0A | Concept/Early Planning | 113.0225 | 40.7322 | 18.1239 | Italy | Europe | 2 | 1425 | Not Decided
IT0P | Concept/Early Planning | 96.4799 | 40.9077 | 17.9583 | Italy | Europe | 2 | 504 | 34 turbines - 1 rated 9 MW, 33 rated 15 MW.
UK6H | Concept/Early Planning | 136.1311 | 58.1726 | -1.8012 | United Kingdom | Europe | 2 | 500 | Not Decided | GBP 2070 million
BR14 | Concept/Early Planning | 581.7302 | -21.5714 | -40.582 | Brazil | South America | 3 | 1700 | Bluefloat plans to use a 20 MW turbine model.
US7H | Development Zone | 1159.2 | 42.1595 | -124.8162 | United States | North America | 5 | 3478 | Not Decided
KR1L | Concept/Early Planning |  | 37.3155 | 126.4285 | South Korea | Asia | 1 | 180 | Not Decided
PH17 | Concept/Early Planning |  | 14.5807 | 120.9064 | Philippines | Asia | 1 | 1200 | Not Decided
UK02 | Fully Commissioned | 9.94 | 53.4887 | -3.1873 | United Kingdom | Europe | 2 | 258 | SWT-3.6-107 (Siemens) | EUR 181 million
UK59 | Fully Commissioned | 39.64 | 53.4837 | -3.2731 | United Kingdom | Europe | 2 | 254.2 | V164-8.0 MW (MHI Vestas Offshore Wind) | GBP 800 million
DE08 | Fully Commissioned | 31.2895 | 55.0175 | 7.774 | Germany | Europe | 2 | 288 | SWT-3.6-120 (Siemens) | EUR 1300 million
PL27 | Concept/Early Planning | 41.62 | 55.0649 | 18.0805 | Poland | Europe | 2 | 200 | Not Decided
VN06 | Under Construction | 6.4515 | 8.5377 | 104.751 | Vietnam | Asia | 1 | 190 | MySE5.0-166 (MingYang), 75 turbines (5 MW each) across the entire 375 MW project, i.e. 38 turbines in the 190 MW first phase and 37 turbines in the 185 MW second phase. | VND 1e+007 million
VN1P | Pre-Construction |  | 8.8472 | 105.3573 | Vietnam | Asia | 1 | 185 | MySE5.0-166 (MingYang), 75 turbines (5 MW each) across the entire 375 MW project, i.e. 38 turbines in the 190 MW first phase and 37 turbines in the 185 MW second phase. | VND 1e+007 million
VN1H | Development Zone |  | 8.6909 | 105.2926 | Vietnam | Asia | 1 | 2000 | Not Decided
ES85 | Concept/Early Planning |  | 27.8258 | -15.3486 | Spain | Europe | 2 | 49.9 | Estimate: Haliade-X 12 MW (GE Energy), Four GE Haliade X 12MW turbines, with a rotor diameter of 220 m with blades of 107 meters and 130 m hub height. ELISA telescopic tower. | EUR 129.5 million
US7Q | Concept/Early Planning | 19.2917 | 34.5741 | -120.6987 | United States | North America | 5 | 60 | Rotor Diameter - 225 meters / 738 feet Hub Height - 137.5 meters / 451 feet Height from sea to turbine tip - 250 meters / 820 feet Blade clearance distance to sea - 25 meters / 82 feet
PH10 | Concept/Early Planning |  | 13.725 | 121.0103 | Philippines | Asia | 1 | 1024 | Not Decided
UK6G | Concept/Early Planning | 427.4124 | 58.1972 | -2.4866 | United Kingdom | Europe | 2 | 2000 | Not Decided
US6K | Development Zone |  | 35.9369 | -122.1481 | United States | North America | 5 |  | Not Decided
FR35 | Under Construction | 77.81 | 49.4696 | -0.52224 | France | Europe | 2 | 450 | SWT-7.0-154 (Siemens Gamesa) | EUR 2000 million
IT97 | Concept/Early Planning | 218.4472 | 37.7592 | 11.8312 | Italy | Europe | 2 | 600 | V236-15.0 MW (Vestas)
BR33 | Concept/Early Planning | 577.6901 | -2.7725 | -41.0602 | Brazil | South America | 3 | 1200 | Haliade-X 12 MW (GE Energy)
UK6B | Concept/Early Planning | 858.4101 | 57.3059 | 0.11433 | United Kingdom | Europe | 2 | 2000 | Not Decided | GBP 6909 million
ES72 | Concept/Early Planning | 6.4097 | 27.7746 | -15.3848 | Spain | Europe | 2 | 48 | It will feature 4 floating platforms, with a total of 8 wind turbines (4 platforms, 2 wind turbines per platform with powers between 5 and 6 MW and a rotor diameter of up to 155 meters. ) with a total nominal potential of up to 48 MW.
ES89 | Concept/Early Planning | 18.5035 | 27.7811 | -15.3843 | Spain | Europe | 2 | 132 | It will feature 12 floating platforms, with a total of 24 wind turbines (2 wind turbines per platform, with powers between 5 and 5.5 MW and a rotor diameter of up to 155 meters. ) with a total nominal potential of up to 132 MW.
ES66 | Concept/Early Planning |  | 28.3369 | -15.6803 | Spain | Europe | 2 | 310 | Not Decided
ES0M | Concept/Early Planning | 42.1047 | 28.2289 | -15.5966 | Spain | Europe | 2 | 250 | SG 14-222 DD (Siemens Gamesa)
ES0N | Concept/Early Planning | 77.6298 | 28.2164 | -15.5681 | Spain | Europe | 2 | 250 | SG 14-222 DD (Siemens Gamesa)
CN0U | Under Construction | 51.96 | 27.3831 | 120.7172 | China | Asia | 1 | 400 | 24 6.25MW; 25 10MW | CNY 7140 million
CN8C | Development Zone |  | 27.4387 | 120.7791 | China | Asia | 1 | 700 | Not Decided | CNY 12495 million
CN6H | Concept/Early Planning |  | 27.3468 | 120.7513 | China | Asia | 1 | 300 | Not Decided
CN4T | Fully Commissioned |  | 27.3292 | 120.7523 | China | Asia | 1 | 400 | EN-161/5.2 (Envision Energy) | CNY 8720 million
ES79 | Concept/Early Planning |  | 27.7821 | -15.3213 | Spain | Europe | 2 | 50 | Based on the proposed EIA, Haliade-X unit can be deployed for this project. | EUR 187.5 million
BR16 | Concept/Early Planning | 866.142 | -32.7277 | -52.1289 | Brazil | South America | 3 | 1920 | Estimate: V236-15.0 MW (Vestas), Turbine model specified in the FCA application but not confirmed.
US7K | Concept/Early Planning | 629.1133 | 35.5759 | -121.7569 | United States | North America | 5 | 1000 | Not Decided
BR10 | Concept/Early Planning | 419.9385 | -4.9127 | -35.983 | Brazil | South America | 3 | 1180 | Bluefloat intends to use 20 MW turbines.
ES0J | Concept/Early Planning | 220.1486 | 42.1307 | 3.4584 | Spain | Europe | 2 | 1200 | SG 14-222 DD (Siemens Gamesa)
BR24 | Concept/Early Planning | 166.3386 | -3.5764 | -38.6095 | Brazil | South America | 3 | 576 | Estimate: Haliade-X 12 MW (GE Energy), It is estimated that the project will use 48 x 12 MW. It seems that the Haliade-X 12 MW wind turbine will be deployed for the realisation of this project. There may also be 11 onshore wind turbines (2-3 MW apiece). | BRL 7000 million
CN5Q | Fully Commissioned | 45.17 | 21.4029 | 112.19 | China | Asia | 1 | 300 | MySE5.5-155 (MingYang) | CNY 5782 million
UK6R | Concept/Early Planning |  | 51.7301 | -5.7141 | United Kingdom | Europe | 2 | 98 | Not Decided
UK6S | Concept/Early Planning |  | 51.7695 | -5.6828 | United Kingdom | Europe | 2 | 300 | Not Decided
IE55 | Concept/Early Planning |  | 51.8132 | -7.4573 | Ireland | Europe | 2 | 800 | Not Decided
UK5X | Development Zone |  | 50.9693 | -5.96 | United Kingdom | Europe | 2 | 350 | Not Decided
IE22 | Concept/Early Planning | 342.96 | 51.7966 | -6.9864 | Ireland | Europe | 2 | 1200 | Not Decided
UK7G | Concept/Early Planning |  | 50.9281 | -4.9059 | United Kingdom | Europe | 2 | 400 | Not Decided
UK7H | Concept/Early Planning |  | 51.1378 | -4.7651 | United Kingdom | Europe | 2 | 400 | Not Decided
UK5E | Development Zone | 632.9373 | 51.496 | -6.3142 | United Kingdom | Europe | 2 | 1000 | Not Decided
UK5Y | Development Zone | 2069.6165 | 51.1054 | -5.5813 | United Kingdom | Europe | 2 | 1000 | Not Decided
UK6A | Development Zone | 4085.499 | 50.9077 | -6.4909 | United Kingdom | Europe | 2 | 1000 | Not Decided
UK5Z | Development Zone | 3290.6643 | 50.3603 | -7.0964 | United Kingdom | Europe | 2 | 1000 | Not Decided
UK5W | Development Zone | 1007.4639 | 50.2007 | -6.2789 | United Kingdom | Europe | 2 | 1000 | Not Decided
IE56 | Concept/Early Planning |  | 51.5016 | -7.1015 | Ireland | Europe | 2 | 800 | Not Decided
UK5T | Concept/Early Planning |  | 57.5817 | 0.51088 | United Kingdom | Europe | 2 | 1500 | Not Decided
US7B | Development Zone | 951.8689 | 38.5242 | -74.449 | United States | North America | 5 |  | Not Decided
US7C | Development Zone | 2783.9309 | 37.636 | -74.7406 | United States | North America | 5 |  | Not Decided
US7D | Development Zone | 747.4502 | 36.9077 | -74.9968 | United States | North America | 5 |  | Not Decided
US7E | Development Zone | 2151.0428 | 36.518 | -75.0471 | United States | North America | 5 |  | Not Decided
US7F | Development Zone | 6547.3116 | 37.6119 | -73.6044 | United States | North America | 5 |  | Not Decided
US7G | Development Zone | 3099.198 | 36.3782 | -74.2497 | United States | North America | 5 |  | Not Decided
UK7L | Concept/Early Planning | 1.4042 | 57.1117 | 1.964 | United Kingdom | Europe | 2 | 250 | Not Decided
FR84 | Development Zone | 269.4751 | 49.8496 | -0.60158 | France | Europe | 2 | 1500 | Not Decided | EUR 4000 million
CNF8 | Development Zone |  | 20.2029 | 108.9404 | China | Asia | 1 |  | Not Decided
CN18 | Fully Commissioned | 119.9463 | 30.4445 | 121.8879 | China | Asia | 1 | 234 | EN-148/4.5 (Envision Energy), 18*XD140-4MW (XEMC - Darwind) | CNY 3900 million
CND5 | Concept/Early Planning |  | 20.3142 | 110.6107 | China | Asia | 1 |  | Not Decided
CN5P | Under Construction | 63.46 | 22.3024 | 114.9913 | China | Asia | 1 | 250 | MySE6.45-180 (MingYang) | CNY 5112 million
CN6S | Pre-Construction | 52.9335 | 22.2818 | 114.9085 | China | Asia | 1 | 300 | Not Decided | CNY 8179 million
CNI9 | Consent Authorised | 40.8511 | 22.2898 | 114.8725 | China | Asia | 1 | 296 | Not Decided
CN8R | Consent Authorised |  | 22.4495 | 116.5447 | China | Asia | 1 | 800 | Not Decided | CNY 16893 million
CN7Z | Consent Authorised |  | 22.3815 | 116.5486 | China | Asia | 1 | 1000 | Not Decided | CNY 21517.1 million
CN8Q | Consent Authorised |  | 22.355 | 116.5518 | China | Asia | 1 | 1000 | Not Decided | CNY 22541.7 million
CN9V | Consent Authorised | 70.37 | 33.582 | 121.3271 | China | Asia | 1 | 400 | Not Decided | CNY 7554.74 million
CNF3 | Concept/Early Planning |  | 37.855 | 121.6339 | China | Asia | 1 | 600 | Not Decided
CN2J | Fully Commissioned | 44.35 | 25.6808 | 119.7343 | China | Asia | 1 | 240 | SWT-4.0-130 (Siemens), 8*MySE5.5-155 (MingYang) | CNY 4566.64 million
CNF5 | Development Zone |  | 25.7143 | 119.8199 | China | Asia | 1 |  | Not Decided
CNA8 | Concept/Early Planning |  | 32.3294 | 121.6687 | China | Asia | 1 | 150 | Not Decided
CN61 | Fully Commissioned | 24.884 | 32.3706 | 121.6803 | China | Asia | 1 | 152 | SWT-4.0-130 (Siemens) | CNY 2800 million
CN20 | Fully Commissioned | 79.9943 | 22.7089 | 116.0442 | China | Asia | 1 | 500 | MySE5.5-155 (MingYang) | CNY 10186 million
CN6L | Partial Generation/Under Construction | 79 | 22.5871 | 116.0895 | China | Asia | 1 | 503.1 | MySE6.45-180 (MingYang) | CNY 10251.7 million
CN6M | Under Construction | 64.7372 | 22.6249 | 116.1784 | China | Asia | 1 | 403 | MySE6.45-180 (MingYang) | CNY 8155.69 million
CN9P | Consent Authorised | 92.5 | 22.5297 | 116.1372 | China | Asia | 1 | 600 | Not Decided | CNY 13183 million
CNG0 | Pre-Construction | 39.9244 | 29.5505 | 122.0539 | China | Asia | 1 | 280 | Not Decided | CNY 4600 million
CN3Q | Fully Commissioned | 79.2374 | 21.472 | 112.2446 | China | Asia | 1 | 400 | MySE5.5-155 (MingYang) | CNY 8077.11 million
CN6R | Consent Authorised | 162.9347 | 21.1539 | 112.226 | China | Asia | 1 | 1000 | Not Decided | CNY 18819.4 million
CN8Y | Consent Authorised | 163.7129 | 21.0234 | 112.2226 | China | Asia | 1 | 1000 | Not Decided | CNY 19035.4 million
CN9Q | Consent Authorised | 474.16 | 22.278 | 116.0585 | China | Asia | 1 | 3000 | Not Decided | CNY 71533.6 million
TW0B | Concept/Early Planning | 138.5737 | 25.0025 | 120.7763 | Taiwan | Asia | 1 | 750 | Not Decided
TW0C | Concept/Early Planning | 92.757 | 24.0385 | 120.2347 | Taiwan | Asia | 1 | 600 | Not Decided
TW0D | Concept/Early Planning | 257.1295 | 24.4793 | 120.1191 | Taiwan | Asia | 1 | 1800 | Not Decided
TW0E | Concept/Early Planning | 114.168 | 24.9447 | 120.6872 | Taiwan | Asia | 1 | 880 | Not Decided
TW0F | Concept/Early Planning | 88.5218 | 25.0109 | 120.7543 | Taiwan | Asia | 1 | 711 | Not Decided
TW0G | Concept/Early Planning | 245.2506 | 24.4526 | 120.1073 | Taiwan | Asia | 1 | 1204 | Not Decided
TW0H | Concept/Early Planning | 84.176 | 24.3842 | 120.0137 | Taiwan | Asia | 1 | 602 | Not Decided
TW0I | Concept/Early Planning | 277.5134 | 24.4196 | 120.4647 | Taiwan | Asia | 1 | 1100 | Not Decided
TW0J | Concept/Early Planning | 425.3706 | 24.6564 | 120.6342 | Taiwan | Asia | 1 | 1800 | Not Decided
CN5Y | Under Construction | 132.5211 | 25.7573 | 120.0206 | China | Asia | 1 | 300 | DEW-D10000-185 (Dongfang Electric), 12*GW175-8.0MW (Goldwind), 14*GW154-6.7MW (Goldwind) | CNY 7050 million
CN5Z | Concept/Early Planning | 49.23 | 25.8718 | 120.1032 | China | Asia | 1 | 300 | Not Decided | CNY 5730 million
CN6A | Partial Generation/Under Construction | 79.84 | 25.8372 | 120.0341 | China | Asia | 1 | 200 | DEW-D10000-185 (Dongfang Electric) | CNY 3820 million
CNC4 | Under Construction | 79.84 | 25.8372 | 120.0341 | China | Asia | 1 | 300 | DEW-D10000-185 (Dongfang Electric), Also 10x SG 10.0-193 DD | CNY 5730 million
KR89 | Concept/Early Planning |  | 35.1443 | 126.2207 | South Korea | Asia | 1 | 99 | Not Decided | KRW 585000 million
CNG4 | Concept/Early Planning |  | 34.0965 | 120.421 | China | Asia | 1 | 300 | Not Decided
CNG5 | Concept/Early Planning |  | 34.1206 | 120.5002 | China | Asia | 1 | 300 | Not Decided
CNG6 | Concept/Early Planning |  | 34.147 | 120.5761 | China | Asia | 1 | 400 | Not Decided
CNA6 | Development Zone |  | 29.0952 | 122.5106 | China | Asia | 1 |  | Not Decided
CNF7 | Concept/Early Planning |  | 25.7728 | 120.1449 | China | Asia | 1 | 200 | Not Decided
CNF4 | Development Zone |  | 20.6131 | 108.5646 | China | Asia | 1 | 600 | Not Decided
CNE4 | Development Zone |  | 21.2804 | 108.7853 | China | Asia | 1 |  | Not Decided
CNA4 | Concept/Early Planning |  | 37.4001 | 119.026 | China | Asia | 1 | 300 | Not Decided
CNE2 | Development Zone |  | 23.181 | 116.9548 | China | Asia | 1 |  | Not Decided
BD02 | Concept/Early Planning |  | 22.0854 | 91.8219 | Bangladesh | Asia | 1 | 400 | Not Decided
JP03 | Fully Commissioned | 0.16 | 35.6815 | 140.8215 | Japan | Asia | 1 | 2.4 | MWT 92/2.4 (Mitsubishi Heavy Industries) | JPY 3350 million
JP0F | Concept/Early Planning | 39.39 | 35.6607 | 140.8076 | Japan | Asia | 1 | 391 | Haliade-X 12 MW (GE Energy), Turbine single output is 12.6 MW. Total height: 250m, hub height ~140m, rotor diameter 220m, blade 30m from sea surface.
TW0L | Concept/Early Planning | 95.4723 | 24.5185 | 120.3951 | Taiwan | Asia | 1 | 627 | Not Decided
TW0M | Concept/Early Planning | 215.5703 | 24.7262 | 120.4278 | Taiwan | Asia | 1 | 1434.5 | Not Decided
KR91 | Concept/Early Planning | 2.3881 | 37.0665 | 126.4105 | South Korea | Asia | 1 | 210 | Not Decided | KRW 779900 million
IE26 | Concept/Early Planning | 1586.5746 | 52.6166 | -10.4278 | Ireland | Europe | 2 | 1000 | Not Decided
IE16 | Concept/Early Planning | 372.9016 | 53.8179 | -6.0378 | Ireland | Europe | 2 | 800 | Not Decided
UK6D | Concept/Early Planning | 186.6478 | 56.9747 | -1.3458 | United Kingdom | Europe | 2 | 1008 | Not Decided
UK6E | Concept/Early Planning | 199.0483 | 58.8625 | -2.201 | United Kingdom | Europe | 2 | 1008 | Not Decided
CNE6 | Concept/Early Planning |  | 22.9018 | 117.8303 | China | Asia | 1 | 1000 | Not Decided
VN0M | Concept/Early Planning |  | 11.0887 | 108.7611 | Vietnam | Asia | 1 | 2000 | Not Decided | USD 4400 million
US4B | Fully Commissioned | 8.64 | 36.9082 | -75.4917 | United States | North America | 5 | 12 | SWT-6.0-154 (Siemens) | USD 300 million
IE02 | Concept/Early Planning | 125.1331 | 53.0682 | -5.7827 | Ireland | Europe | 2 | 1500 | Not Decided | EUR 3000 million
BR63 | Concept/Early Planning | 561.0728 | -4.5635 | -37.1187 | Brazil | South America | 3 | 2010 | Not Decided
ES86 | Concept/Early Planning |  | 27.843 | -15.3493 | Spain | Europe | 2 | 49.9 | Estimate: Haliade-X 12 MW (GE Energy), Four GE Haliade X 12MW turbines, with a rotor diameter of 220 m with blades of 107 meters and 130 m hub height. The ELISA tower is telescopic. | EUR 129.5 million
US6O | Consent Application Submitted | 226.8001 | 40.8569 | -70.7091 | United States | North America | 5 | 1232 | Potential GE turbines, unconfirmed
US6S | Concept/Early Planning | 521.0362 | 39.5407 | -73.3029 | United States | North America | 5 | 2610 | Not Decided
VN99 | Concept/Early Planning |  | 17.1434 | 107.4052 | Vietnam | Asia | 1 | 1000 | Not Decided | VND 7.2e+007 million
USZ2 | Development Zone |  | 84.8619 | -11.5133 | United States | North America | 5 | 200 | Not Decided
US7J | Development Zone | 3532.32 | 43.6313 | -124.8161 | United States | North America | 5 | 10597 | Not Decided
BR07 | Concept/Early Planning | 1636.3933 | -2.6274 | -39.6306 | Brazil | South America | 3 | 3840 | Estimate: V236-15.0 MW (Vestas), Turbine model specified in the FCA application but not confirmed.
IT57 | Concept/Early Planning | 92.9523 | 38.3882 | 17.5107 | Italy | Europe | 2 | 495 | V236-15.0 MW (Vestas)
CN4B | Fully Commissioned | 57.3707 | 32.7462 | 121.5182 | China | Asia | 1 | 300 | H151-5MW (CSIC Haizhuang Windpower Equipment), 25*H171-5.0MW (CSIC Haizhuang Windpower Equipment), 1*H171-6.2MW (CSIC Haizhuang Windpower Equipment), 1*H152-6.2 MW (CSIC Haizhuang Windpower Equipment) | CNY 6500 million
CN9U | Fully Commissioned | 17.4292 | 32.7037 | 121.4838 | China | Asia | 1 | 100 | H151-5MW (CSIC Haizhuang Windpower Equipment) | CNY 1577.71 million
CNE0 | Development Zone |  | 21.3004 | 108.7858 | China | Asia | 1 | 0 | Not Decided
CNE5 | Development Zone |  | 40.4533 | 120.7211 | China | Asia | 1 | 1000 | Not Decided
CNB3 | Concept/Early Planning |  | 25.7978 | 120.1532 | China | Asia | 1 | 100 | Not Decided
CNG2 | Concept/Early Planning |  | 33.3968 | 121.3775 | China | Asia | 1 | 200 | Not Decided
CN7Y | Concept/Early Planning | 31.66 | 33.2081 | 121.2725 | China | Asia | 1 | 200 | Not Decided
CNG7 | Concept/Early Planning |  | 33.855 | 120.6187 | China | Asia | 1 | 200 | Not Decided
CNG1 | Concept/Early Planning |  | 33.3968 | 121.3359 | China | Asia | 1 | 200 | Not Decided
CNC3 | Consent Authorised |  | 39.2665 | 123.2138 | China | Asia | 1 | 250 | Not Decided | CNY 4530 million
CNC0 | Under Construction |  | 37.1691 | 119.6111 | China | Asia | 1 | 300 | Not Decided | USD 830 million
CNG9 | Concept/Early Planning |  | 32.206 | 121.677 | China | Asia | 1 | 100 | Not Decided
CNC1 | Concept/Early Planning |  | 37.5367 | 121.7895 | China | Asia | 1 | 300 | Not Decided
CNB7 | Concept/Early Planning |  | 37.5095 | 121.6967 | China | Asia | 1 | 300 | Not Decided | CNY 5563.4 million
CN7A | Consent Authorised | 94.18 | 22.9202 | 116.8613 | China | Asia | 1 | 700 | Not Decided | CNY 13641.4 million
CND7 | Pre-Construction |  | 25.6791 | 119.8697 | China | Asia | 1 | 100 | Not Decided
CN9E | Fully Commissioned | 48.41 | 33.3215 | 121.5946 | China | Asia | 1 | 300 | GW 155-4.5MW (Goldwind), 20*GW171-6.45MW (Goldwind) (estimate) | CNY 5437.08 million
CN7J | Development Zone |  | 38.7357 | 117.8105 | China | Asia | 1 | 350 | Not Decided | CNY 5200 million
CN7K | Development Zone |  | 38.7166 | 117.8105 | China | Asia | 1 | 650 | Not Decided | CNY 12800 million
CN5R | Fully Commissioned | 49.61 | 21.25 | 111.489 | China | Asia | 1 | 300 | MySE5.5-155 (MingYang) | CNY 5600 million
CN7M | Fully Commissioned | 66.12 | 21.32 | 111.489 | China | Asia | 1 | 400 | MySE6.45-180 (MingYang), 31*GW171-6.45MW (Goldwind) | CNY 7618.4 million
CN6Q | Fully Commissioned | 36.42 | 21.274 | 111.604 | China | Asia | 1 | 300 | GW171-6.45MW (Goldwind), 16*MySE6.45-180 (MingYang) | CNY 5798.72 million
CN9A | Fully Commissioned | 14.05 | 21.3685 | 111.489 | China | Asia | 1 | 100 | MySE6.45-180 (MingYang) | CNY 1933.17 million
CND1 | Fully Commissioned |  | 21.3918 | 111.4846 | China | Asia | 1 | 5.5 | MySE5.5-158 (MingYang)
CN9D | Fully Commissioned | 36.42 | 21.3 | 111.604 | China | Asia | 1 | 300 | DEW-D7000-186 (Dongfang Electric) | CNY 5664.51 million
CN9C | Fully Commissioned | 36.41 | 21.326 | 111.604 | China | Asia | 1 | 300 | MySE6.45-180 (MingYang) | CNY 5698.11 million
US3H | Consent Application Submitted | 456.34 | 36.9079 | -75.349 | United States | North America | 5 | 2587.2 | SG 14-222 DD (Siemens Gamesa), CVOW commercial will use 176 turbines rated at 14.7 MW. | USD 9650 million
US6P | Concept/Early Planning |  | 36.9187 | -75.0518 | United States | North America | 5 | 2600 | Not Decided | USD 10000 million
PL24 | Concept/Early Planning | 49.45 | 55.0826 | 17.9448 | Poland | Europe | 2 | 200 | Not Decided
TW0N | Concept/Early Planning |  | 24.9514 | 120.6871 | Taiwan | Asia | 1 | 100 | Not Decided
KR41 | Concept/Early Planning | 6.1056 | 35.018 | 128.9885 | South Korea | Asia | 1 | 96 | Not Decided | KRW 600000 million
CN29 | Fully Commissioned |  | 33.2858 | 120.7487 | China | Asia | 1 | 2 | SE 2.0/93 (Shanghai Electric Wind Power Equipment Co., Ltd. (Sewind)) | CNY 56.83 million
CN7S | Fully Commissioned | 38.97 | 33.5172 | 121.3747 | China | Asia | 1 | 206.4 | GW184-6.45MW (Goldwind) | CNY 3732.28 million
CN7V | Fully Commissioned | 54.6 | 33.4412 | 121.3849 | China | Asia | 1 | 300 | GW184-6.45MW (Goldwind) | CNY 5393.6 million
CN2Y | Consent Authorised |  | 39.4752 | 122.6911 | China | Asia | 1 | 400 | Not Decided | CNY 7103 million
CN8K | Development Zone |  | 39.3023 | 122.3383 | China | Asia | 1 | 200 | Not Decided
CN2V | Fully Commissioned | 63.0675 | 39.505 | 123.3427 | China | Asia | 1 | 300 | GW140-3.3MW (Goldwind), 21*GW171-6.45MW (Goldwind), 2*GW 121/3000 (Goldwind) | CNY 5140 million
DE02 | Fully Commissioned | 65.66 | 55.1377 | 7.2008 | Germany | Europe | 2 | 288 | SWT-3.6-120 (Siemens) | EUR 1000 million
DE2H | Development Zone | 97.51 | 54.6149 | 12.6114 | Germany | Europe | 2 |  | Not Decided
CNB1 | Consent Authorised | 25.84 | 39.5887 | 123.3552 | China | Asia | 1 | 100 | MySE5.2-166 (MingYang) | CNY 1740 million
CN2M | Fully Commissioned | 55.04 | 23.2708 | 117.0413 | China | Asia | 1 | 245 | SWT-7.0-154 (Siemens Gamesa), Turbines divided into two phases: phase 1 17 turbines phase 2 18 turbines | CNY 5077 million
CN23 | Fully Commissioned | 50.45 | 34.2588 | 120.5775 | China | Asia | 1 | 300 | MySE3.0-135 (MingYang), 45*GW140-3.3MW (Goldwind) | CNY 5000 million
CN95 | Concept/Early Planning |  | 37.2061 | 119.7075 | China | Asia | 1 | 200 | China Creative Wind Energy (CCWE) | USD 485 million
CNJ0 | Concept/Early Planning |  | 23.2697 | 117.1453 | China | Asia | 1 | 352 | Not Decided
CN0J | Fully Commissioned |  | 31.6849 | 121.8444 | China | Asia | 1 | 2.5 | XE93-2500 (XEMC)
US31 | Decommissioned |  | 44.3848 | -68.824 | United States | North America | 5 | 0.02 | VP-20 (Renewegy) | USD 12 million
ES63 | Under Construction | 0.50154 | 43.468 | -2.882 | Spain | Europe | 2 | 2 | Not Decided | EUR 15.5 million
DE24 | Fully Commissioned | 17.6022 | 54.3054 | 5.793 | Germany | Europe | 2 | 252 | V164-8.0 MW (MHI Vestas Offshore Wind), Wind farm has overplanting capacity. | EUR 1500 million
PL0D | Development Zone | 82.3677 | 54.4108 | 15.1545 | Poland | Europe | 2 | 411.84 | Not Decided
PL0E | Development Zone | 91.0849 | 54.4629 | 15.043 | Poland | Europe | 2 | 455.42 | Not Decided
PL0F | Development Zone | 125.7745 | 54.5359 | 15.1623 | Poland | Europe | 2 | 628.87 | Not Decided
PL0G | Development Zone | 147.5743 | 54.4896 | 15.2882 | Poland | Europe | 2 | 737.87 | Not Decided
PL0L | Development Zone | 118.3059 | 54.9422 | 16.2131 | Poland | Europe | 2 | 591.53 | Not Decided
PL0H | Development Zone | 121.3415 | 55.0494 | 16.4886 | Poland | Europe | 2 | 606.71 | Not Decided
PL0I | Development Zone | 17.2194 | 55.0353 | 17.1275 | Poland | Europe | 2 | 86.1 | Not Decided
PL0J | Development Zone | 111.8445 | 55.05 | 17.8408 | Poland | Europe | 2 | 559.22 | Not Decided
PL0K | Development Zone | 150.0724 | 55.4047 | 16.81 | Poland | Europe | 2 | 750.36 | Not Decided
PL0M | Development Zone | 142.8131 | 55.5975 | 17.6597 | Poland | Europe | 2 | 714.07 | Not Decided
PL0N | Development Zone | 77.4603 | 55.6581 | 17.7852 | Poland | Europe | 2 | 387.3 | Not Decided
FR33 | Consent Authorised | 109.34 | 50.1492 | 1.1211 | France | Europe | 2 | 496 | SG 8.0-167 DD (Siemens Gamesa) | EUR 1866 million
UK80 | Under Construction | 515.21 | 54.7695 | 1.909 | United Kingdom | Europe | 2 | 1235 | Haliade-X 13 MW (GE Energy) | GBP 3000 million
UK0V | Pre-Construction | 598.91 | 54.9774 | 1.6797 | United Kingdom | Europe | 2 | 1235 | Haliade-X 13 MW (GE Energy) | GBP 3000 million
UK1F | Pre-Construction | 560.11 | 55.0397 | 2.8227 | United Kingdom | Europe | 2 | 1218 | Haliade-X 14 MW (GE Energy) | GBP 3000 million
UK7V | Concept/Early Planning | 273.2496 | 55.0551 | 2.9329 | United Kingdom | Europe | 2 | 1320 | Not Decided
UK4Y | Concept/Early Planning | 483.655 | 54.5008 | 1.9038 | United Kingdom | Europe | 2 | 1500 | Not Decided
UK4X | Concept/Early Planning | 478.4787 | 54.625 | 1.4787 | United Kingdom | Europe | 2 | 1500 | Not Decided
UK5L | Concept/Early Planning |  | 59.5359 | -2.0924 | United Kingdom | Europe | 2 | 2000 | Comprise of 400x ERM Dolphyn 4000 turbines in a 20x20 array.
UK4S | Concept/Early Planning |  | 56.9685 | -1.8804 | United Kingdom | Europe | 2 | 10 | V164-10.0 MW (MHI Vestas Offshore Wind)
VN0Y | Concept/Early Planning |  | 8.9612 | 105.604 | Vietnam | Asia | 1 | 350 | Not Decided
VN26 | Fully Commissioned | 7.68 | 9.0796 | 105.5649 | Vietnam | Asia | 1 | 50 | V150-4.2 MW (Vestas) | VND 2.497e+006 million
VN72 | Fully Commissioned | 7.6123 | 9.064 | 105.5703 | Vietnam | Asia | 1 | 50 | V150-4.2 MW (Vestas) | VND 2.5e+006 million
VN0Z | Development Zone |  | 9.0352 | 105.5878 | Vietnam | Asia | 1 | 550 | Not Decided
VN27 | Concept/Early Planning | 3.2736 | 9.0677 | 105.5307 | Vietnam | Asia | 1 | 250 | Not Decided | VND 1.37e+007 million
VN69 | Concept/Early Planning |  | 9.0842 | 105.5318 | Vietnam | Asia | 1 | 388 | Not Decided | VND 2e+007 million
CN8E | Development Zone |  | 39.5925 | 123.9361 | China | Asia | 1 | 6000 | Not Decided | CNY 110000 million
KR52 | Concept/Early Planning |  | 35.3686 | 129.9481 | South Korea | Asia | 1 | 504 | Previously 63 x 8 MW turbines. | KRW 3.5e+006 million
KR82 | Concept/Early Planning |  | 35.4008 | 130.0366 | South Korea | Asia | 1 | 504 | Not Decided | KRW 3.5e+006 million
KR83 | Concept/Early Planning |  | 35.4793 | 130.0494 | South Korea | Asia | 1 | 504 | Not Decided | KRW 3.5e+006 million
KR53 | Concept/Early Planning |  | 35.5218 | 130.1386 | South Korea | Asia | 1 | 500 | 75 turbines across the whole Donghae project (all phases). | USD 1650 million
KR84 | Concept/Early Planning |  | 35.4519 | 130.2266 | South Korea | Asia | 1 | 400 | 75 turbines across the whole Donghae project (all phases). | USD 1650 million
KR86 | Concept/Early Planning |  | 35.5295 | 130.2486 | South Korea | Asia | 1 | 400 | 75 turbines across the whole Donghae project (all phases). | USD 1650 million
KR51 | Concept/Early Planning |  | 35.3879 | 130.1344 | South Korea | Asia | 1 | 520 | Not Decided | KRW 2.5e+006 million
KR80 | Concept/Early Planning |  | 35.307 | 130.1723 | South Korea | Asia | 1 | 520 | Not Decided | KRW 2.5e+006 million
KR81 | Concept/Early Planning |  | 35.3701 | 130.2299 | South Korea | Asia | 1 | 518 | Not Decided | KRW 2.5e+006 million
KR66 | Concept/Early Planning |  | 35.5248 | 129.9707 | South Korea | Asia | 1 | 200 | Not Decided | KRW 1.7e+006 million
CND9 | Concept/Early Planning |  | 30.7686 | 121.9233 | China | Asia | 1 | 200 | Not Decided
CN46 | Fully Commissioned | 24.95 | 30.7737 | 121.9248 | China | Asia | 1 | 102.2 | W3600-116 (Shanghai Electric Wind Power Equipment Co., Ltd. (Sewind)), 1*SL5000/155 (Sinovel) | CNY 1940 million
CN4U | Concept/Early Planning |  | 27.8869 | 121.2187 | China | Asia | 1 | 1280 | Not Decided
CN74 | Development Zone |  | 27.8683 | 121.2186 | China | Asia | 1 | 240 | Not Decided
NL1M | Development Zone | 297.2669 | 54.2472 | 5.5866 | Netherlands | Europe | 2 | 2000 | Not Decided
NL1U | Development Zone | 248.4723 | 54.2472 | 5.5866 | Netherlands | Europe | 2 | 2000 | Not Decided
BR50 | Concept/Early Planning | 591.1113 | -2.5892 | -40.1178 | Brazil | South America | 3 | 1216 | Estimate: V174-9.5 MW (MHI Vestas Offshore Wind)
UK5D | Concept/Early Planning |  | 53.1914 | -4.7736 | United Kingdom | Europe | 2 | 100 | Not Decided
NO69 | Concept/Early Planning |  | 64.3189 | 7.7637 | Norway | Europe | 2 | 140 | Not Decided
IE50 | Concept/Early Planning |  | 53.7513 | -6.0947 | Ireland | Europe | 2 | 2500 | Not Decided
IE04 | Concept/Early Planning | 58.85 | 53.2292 | -5.9162 | Ireland | Europe | 2 | 900 | Not Decided | EUR 1000 million
UK04 | Fully Commissioned | 55.13 | 53.2654 | 1.3807 | United Kingdom | Europe | 2 | 402 | SWT-6.0-154 (Siemens) | GBP 1400 million
UK4G | Consent Application Submitted | 104.63 | 53.2788 | 1.3738 | United Kingdom | Europe | 2 | 402 | Not Decided
ES75 | Concept/Early Planning |  | 27.8157 | -15.323 | Spain | Europe | 2 | 50 | Based on the proposed EIA, Haliade-X unit can be deployed for this project. | EUR 187.5 million
FR68 | Concept/Early Planning | 69.0671 | 51.1528 | 2.3785 | France | Europe | 2 | 598 | Not Decided | EUR 1400 million
UK4T | Concept/Early Planning | 110.0339 | 51.5769 | -6.254 | United Kingdom | Europe | 2 | 300 | Not Decided
SE82 | Concept/Early Planning | 373.7309 | 58.2189 | 17.8602 | Sweden | Europe | 2 | 2000 | 10 MW: RD 210m, TH 230m x 200 30 MW: RD 330m, TH 350 m x 67
UK2Q | Consent Authorised | 207.9553 | 52.3811 | 2.4311 | United Kingdom | Europe | 2 | 950 | SG 14-222 DD (Siemens Gamesa), "14MW+" : Requested consent envelope is for upto 250m rotor diameter | GBP 1677 million
UK66 | Consent Authorised | 305.23 | 52.6652 | 2.8557 | United Kingdom | Europe | 2 | 1400 | SG 14-222 DD (Siemens Gamesa), Power boosted to 14.7 MW | GBP 2935 million
UK39 | Consent Authorised | 218.4089 | 52.1327 | 2.2067 | United Kingdom | Europe | 2 | 980 | SG 14-222 DD (Siemens Gamesa) | GBP 1887 million
UK64 | Fully Commissioned | 162.82 | 52.2327 | 2.4985 | United Kingdom | Europe | 2 | 714 | SWT-7.0-154 (Siemens Gamesa), Minimum clearance 28m | GBP 2600 million
KR1O | Concept/Early Planning |  | 33.4603 | 127.1797 | South Korea | Asia | 1 | 1500 | Not Decided | KRW 9e+006 million
PH18 | Concept/Early Planning |  | 10.6842 | 122.5564 | Philippines | Asia | 1 | 500 | Not Decided
NL02 | Fully Commissioned | 24.46 | 52.6062 | 4.4193 | Netherlands | Europe | 2 | 108 | V90-3.0 MW Offshore (Vestas) | EUR 217.7 million
ES61 | Fully Commissioned |  | 28.0416 | -15.3922 | Spain | Europe | 2 | 5 | AD 5-132 (Adwen) | EUR 14.8 million
EE30 | Development Zone |  | 58.0443 | 23.8177 | Estonia | Europe | 2 | 1000 | Not Decided
UK7P | Concept/Early Planning | 8.0998 | 58.9822 | -3.4103 | United Kingdom | Europe | 2 | 7 | Not Decided
UK7Q | Concept/Early Planning | 14.9408 | 59.0037 | -3.5627 | United Kingdom | Europe | 2 | 230 | Not Decided
UK7R | Concept/Early Planning | 98.4711 | 58.8301 | -3.9121 | United Kingdom | Europe | 2 | 230 | Not Decided
IE30 | Concept/Early Planning |  | 51.3565 | -8.0761 | Ireland | Europe | 2 | 900 | Not Decided
IE29 | Concept/Early Planning |  | 51.3565 | -8.0761 | Ireland | Europe | 2 | 400 | Not Decided
PT07 | Development Zone |  | 40.9494 | -8.9185 | Portugal | Europe | 2 | 150 | Not Decided
PT08 | Development Zone |  | 40.9066 | -8.9162 | Portugal | Europe | 2 | 200 | Not Decided
US4J | Consent Application Submitted | 108.737 | 40.3292 | -73.4308 | United States | North America | 5 | 816 | V236-15.0 MW (Vestas) | USD 2448 million
US6C | Consent Application Submitted | 156.7043 | 40.2692 | -73.2254 | United States | North America | 5 | 1260 | V236-15.0 MW (Vestas), Equinor's COP factors in turbines potentially up to 18 MW in capacity each.
DE78 | Fully Commissioned | 6.98 | 54.6097 | 12.6513 | Germany | Europe | 2 | 48.3 | SWT-2.3-93 (Siemens) | EUR 200 million
DE52 | Fully Commissioned | 30.2 | 54.9827 | 13.1624 | Germany | Europe | 2 | 288 | SWT-3.6-120 (Siemens) | EUR 1250 million
DE19 | Consent Authorised | 62.5 | 54.3653 | 6.1865 | Germany | Europe | 2 | 900 | V236-15.0 MW (Vestas), 64 V236 15MW wind turbines, with a rotor diameter of 236 m, tip height of 263 mLAT and a hub height of approx. 145 mLAT; The project has a grid connection capacity of 900 MW and therefore has overplanting of 60 MW to compensate for electrical transmissi
NL32 | Fully Commissioned | 16.17 | 52.4051 | 4.1629 | Netherlands | Europe | 2 | 129 | V112-3.0 MW Offshore (MHI Vestas Offshore Wind) | EUR 450 million
DE77 | Fully Commissioned | 0 | 53.3329 | 7.2112 | Germany | Europe | 2 | 4.5 | E112/4500 (Enercon)
FR72 | Decommissioned | 0.01 | 48.3515 | -4.562 | France | Europe | 2 | 0.2 | EOLINK 12MW FOWT 1/10 scale prototype (EOLINK)
FR85 | Pre-Construction |  | 47.2388 | -2.7789 | France | Europe | 2 | 5 | It is estimated that the rotor of the wind turbine will be 160m and the hub height between 140m and 160m. The estimations are based on the full scale 12 MW EOLINK prototype which has a designed rotor of 200m and hub height of 225m. | EUR 20 million
FR64 | Pre-Construction | 68.9843 | 43.0232 | 3.3273 | France | Europe | 2 | 30 | V164-10.0 MW (MHI Vestas Offshore Wind) | EUR 212 million
FR51 | Concept/Early Planning |  | 42.862 | 3.4494 | France | Europe | 2 | 500 | Not Decided
GR62 | Development Zone |  | 37.5172 | 25.0178 | Greece | Europe | 2 |  | Not Decided
UK4O | Consent Application Submitted | 43.35 | 51.4576 | -5.602 | United Kingdom | Europe | 2 | 100 | Not Decided | GBP 350 million
UK4R | Concept/Early Planning |  | 51.385 | -5.5988 | United Kingdom | Europe | 2 | 600 | Not Decided
SE97 | Concept/Early Planning | 379.7298 | 58.7871 | 19.5964 | Sweden | Europe | 2 | 2000 | Not Decided
SE99 | Concept/Early Planning | 379.4172 | 58.7871 | 19.5964 | Sweden | Europe | 2 | 2000 | Not Decided
SE1A | Concept/Early Planning | 377.8906 | 58.7871 | 19.5964 | Sweden | Europe | 2 | 2000 | Not Decided
EE40 | Concept/Early Planning | 109.8458 | 58.1312 | 21.2534 | Estonia | Europe | 2 | 1000 | Not Decided
JP33 | Fully Commissioned | 0.17 | 39.7459 | 140.051 | Japan | Asia | 1 | 18 | SWT-3.0-101 (Siemens) | JPY 10000 million
MU02 | Development Zone |  | -19.771 | 57.9 | Mauritius | Africa | 6 |  | Not Decided
SE65 | Concept/Early Planning | 948.8808 | 61.8252 | 18.8836 | Sweden | Europe | 2 | 4000 | Total range 250-300, but expecting 286 max.
CNJ6 | Concept/Early Planning |  | 21.5434 | 108.9137 | China | Asia | 1 | 700 | Not Decided
CNJ7 | Concept/Early Planning |  | 21.5155 | 108.9368 | China | Asia | 1 | 200 | Not Decided
CNJ8 | Concept/Early Planning |  | 21.5067 | 108.8515 | China | Asia | 1 | 350 | Not Decided
CNJ9 | Concept/Early Planning |  | 21.4652 | 108.8826 | China | Asia | 1 | 550 | Not Decided
BR64 | Concept/Early Planning | 1634.6334 | -28.8763 | -48.739 | Brazil | South America | 3 | 5700 | Estimate: V236-15.0 MW (Vestas), Stated in FCA application, not confirmed.
FR34 | Under Construction | 87.9 | 49.892 | 0.22736 | France | Europe | 2 | 498 | SWT-7.0-154 (Siemens Gamesa) | EUR 2000 million
VN0S | Concept/Early Planning | 120.1031 | 10.0951 | 107.2642 | Vietnam | Asia | 1 | 500 | Plan to use 12+ MW turbines. | USD 1500 million
DK2T | Concept/Early Planning |  | 54.697 | 11.1997 | Denmark | Europe | 2 | 400 | Not Decided
DK2E | Concept/Early Planning |  | 54.4622 | 11.4451 | Denmark | Europe | 2 | 300 | Not Decided
CN43 | Fully Commissioned |  | 30.7435 | 121.8086 | China | Asia | 1 | 206.4 | MySE6.45-180 (MingYang), 16*GW184-6.45MW (Goldwind) | CNY 3400 million
CN44 | Development Zone |  | 30.6943 | 121.8246 | China | Asia | 1 | 200 | Not Decided
PL55 | Concept/Early Planning | 41.22 | 55.0932 | 16.6412 | Poland | Europe | 2 | 350 | Min clearance 22 m.
KR76 | Concept/Early Planning | 144.7249 | 35.5377 | 130.0688 | South Korea | Asia | 1 | 810 | Equinor plans to use 15 MW turbines, approximately 54 units, as of February 2022. Hub height expected to be 156m, rotor diameter 236m. | EUR 4074 million
IN15 | Development Zone |  | 20.7233 | 71.7402 | India | Asia | 1 | 1000 | Not Decided
UK4I | Concept/Early Planning | 148.6195 | 51.902 | 2.1617 | United Kingdom | Europe | 2 | 353 | Not Decided
NO63 | Pre-Construction |  | 59.1418 | 5.0001 | Norway | Europe | 2 | 11 | Estimate: MYSE11-203 (MingYang), Project will use an 11 MW turbine 'from a renowned WTG supplier', 'specifically designed for floating wind'. This description and the measurements FLAGSHIP gives fit the MingYang MySE11-203 model, which was known to be pitched for a North Sea project. | EUR 34.9 million
FR59 | Fully Commissioned |  | 47.2403 | -2.7753 | France | Europe | 2 | 2 | V80-2.0 MW (Vestas) | EUR 21.5 million
UK6J | Concept/Early Planning | 335.7769 | 58.4118 | -1.2325 | United Kingdom | Europe | 2 | 960 | Not Decided
KR0C | Concept/Early Planning |  | 35.3777 | 129.4552 | South Korea | Asia | 1 | 1 | Not Decided
ES96 | Concept/Early Planning | 130.2247 | 27.8135 | -15.3132 | Spain | Europe | 2 | 225 | 15x15 MW offshore wind turbines as a base case. The size of the turbine will be in the range of 10 to 18 MW. | EUR 900 million
JP18 | Decommissioned |  | 33.1544 | 129.7154 | Japan | Asia | 1 | 0.001 | Not Decided
TW0O | Concept/Early Planning |  | 24.9356 | 120.6871 | Taiwan | Asia | 1 | 600 | Not Decided
ES70 | Consent Authorised |  | 28.0483 | -15.3501 | Spain | Europe | 2 | 8 | Not Decided
TW0P | Concept/Early Planning |  | 24.9199 | 120.6871 | Taiwan | Asia | 1 | 600 | Not Decided
TW0Q | Concept/Early Planning | 472.3593 | 23.4547 | 119.2575 | Taiwan | Asia | 1 | 2400 | Not Decided
TW0S | Concept/Early Planning | 305.6747 | 23.9887 | 119.6469 | Taiwan | Asia | 1 | 1800 | Not Decided
IT0D | Concept/Early Planning |  | 38.623 | 16.6567 | Italy | Europe | 2 | 585 | Not Decided
UK65 | Consent Application Submitted | 0.53044 | 56.165 | -3.0139 | United Kingdom | Europe | 2 | 29.9 | Project will deploy a single three-bladed turbine with a rotor diameter of up to 255 meters, tip height of 280m, and hub height of 156 m
IN19 | Development Zone |  | 20.8503 | 71.3735 | India | Asia | 1 |  | Not Decided
IN16 | Development Zone |  | 8.7391 | 78.542 | India | Asia | 1 |  | Not Decided
FR79 | Development Zone |  | 51.0324 | 1.9383 | France | Europe | 2 | 2000 | Not Decided
FR80 | Development Zone |  | 51.0171 | 1.9389 | France | Europe | 2 | 2000 | Not Decided
FR88 | Development Zone |  | 50.9996 | 1.9387 | France | Europe | 2 | 2000 | Not Decided
FR91 | Development Zone |  | 47.7387 | -4.8948 | France | Europe | 2 | 2000 | Not Decided
DK09 | Fully Commissioned | 0.02 | 57.4441 | 10.5617 | Denmark | Europe | 2 | 10.6 | V90-3.0 MW Offshore (Vestas), Also 1x N90/2300(Nordex) and 1x B82/2300(Bonus)
DK2I | Concept/Early Planning | 44.4469 | 57.6528 | 10.6187 | Denmark | Europe | 2 | 500 | Not Decided
DK43 | Consent Application Submitted | 2.33 | 57.4572 | 10.628 | Denmark | Europe | 2 | 72 | Estimate: V236-15.0 MW (Vestas), V236-15.0 MW offshore wind turbine to be installed at three of the five test positions.
DK1S | Concept/Early Planning |  | 57.2699 | 7.5364 | Denmark | Europe | 2 | 1500 | Not Decided
PH04 | Concept/Early Planning |  | 14.3875 | 120.7301 | Philippines | Asia | 1 | 450 | Not Decided
NO33 | Development Zone | 816.51 | 63.716 | 7.1814 | Norway | Europe | 2 | 1500 | Not Decided
NO34 | Development Zone | 57.58 | 61.7489 | 4.6825 | Norway | Europe | 2 | 200 | Not Decided
CN5N | Concept/Early Planning |  | 26.5258 | 120.2073 | China | Asia | 1 | 200 | Not Decided | CNY 2930 million
CN5O | Concept/Early Planning |  | 26.5091 | 120.2065 | China | Asia | 1 | 300 | Not Decided
CN9Y | Concept/Early Planning |  | 26.4928 | 120.2077 | China | Asia | 1 | 350 | Not Decided
CN9Z | Concept/Early Planning |  | 26.476 | 120.207 | China | Asia | 1 | 400 | Not Decided
CN3P | Partial Generation/Under Construction | 19.05 | 25.6219 | 119.8471 | China | Asia | 1 | 185 | MySE5.0-133 (MingYang) | CNY 3451.81 million
CN1Z | Fully Commissioned | 4.22 | 25.1547 | 119.3873 | China | Asia | 1 | 50 | XE128-5MW (XEMC - Darwind) | CNY 852.37 million
CN7H | Under Construction | 30.24 | 25.0941 | 119.3752 | China | Asia | 1 | 308 | SWT-7.0-154 (Siemens Gamesa) | CNY 6200 million
CN3A | Fully Commissioned | 30.1088 | 25.133 | 119.3576 | China | Asia | 1 | 246 | SWT-6.0-154 (Siemens) | CNY 4959.82 million
CN3U | Concept/Early Planning |  | 25.1306 | 119.258 | China | Asia | 1 | 400 | Not Decided | CNY 7387 million
CN3J | Fully Commissioned | 27.1079 | 25.1696 | 119.4775 | China | Asia | 1 | 200 | SWT-7.0-154 (Siemens Gamesa), 3*SWT-6.0-154 (Siemens) | CNY 3780 million
CN4R | Fully Commissioned | 16.9471 | 25.2992 | 119.3655 | China | Asia | 1 | 200 | SWT-7.0-154 (Siemens Gamesa) | CNY 3690 million
JP1O | Concept/Early Planning | 221.5801 | 31.5854 | 130.2113 | Japan | Asia | 1 | 969 | Not Decided
JP1K | Concept/Early Planning | 26.2585 | 36.3027 | 136.187 | Japan | Asia | 1 | 350 | Not Decided
JP06 | Decommissioned | 10.43 | 37.3111 | 141.2512 | Japan | Asia | 1 | 2 | Subaru 80/2.0 (Fuji Heavy Industries), Hub height: 66.2 m | JPY 2232 million
JP13 | Decommissioned | 14.2513 | 37.3086 | 141.262 | Japan | Asia | 1 | 12 | 7MW Offshore Hydraulic Drive Turbine Formerly SeaAngel 7 MW (Mitsubishi Power Systems Europe), 1X HTW5.0-126 Hub height of 5 MW turbine: 86 m Hub height of 7 MW turbine: 105 m | JPY 9336 million
CN4M | Fully Commissioned | 7.0669 | 25.3852 | 119.4566 | China | Asia | 1 | 78.4 | Haliade 150-6MW (GE Energy), 1*XE128-5MW (XEMC - Darwind), 2*TZ5000-128 (Taiyuan Heavy Industry), 1*SWT-6.0-154 (Siemens), 2*MySE5.5-155 (MingYang), 2*H151-5MW (CSIC Haizhuang Windpower Equipment), 2*GW154-6.7MW (Goldwind), 1*DEW-G5000-140 (Dongfang Electric) | CNY 1825.79 million
CN4N | Partial Generation/Under Construction | 27.7237 | 25.4065 | 119.3907 | China | Asia | 1 | 288.3 | GW154-6.7MW (Goldwind), 1*MySE8.3-180 (MingYang), 2*GW175-8.0MW (Goldwind), 10*DEW-G5000-140 (Dongfang Electric), 1*DEW-D10000-185 (Dongfang Electric) | CNY 5351.16 million
CN7F | Development Zone | 9.48 | 25.412 | 119.4411 | China | Asia | 1 | 100 | Not Decided
USZ1 | Development Zone |  | 84.8747 | -11.5239 | United States | North America | 5 | 300 | Not Decided
SE64 | Concept/Early Planning | 465.8219 | 61.1189 | 18.613 | Sweden | Europe | 2 | 2800 | Not Decided
SE63 | Consent Application Submitted | 234.94 | 56.8746 | 11.9406 | Sweden | Europe | 2 | 1700 | OX2 expect a 20 MW turbine to be available by 2025. Wind farm plans see 15 MW (RD 220 m, Tip height 260 m, clearance 30m) x 101, or 25 MW (RD 310 m, tip height 340 m, clearance 30 m) x 68.
CO05 | Concept/Early Planning |  | 11.1727 | -74.8969 | Colombia | South America | 3 | 825 | Not Decided
UK62 | Fully Commissioned | 113.58 | 51.8932 | 2.0345 | United Kingdom | Europe | 2 | 353 | SWT-6.0-154 (Siemens), On 7th November 2017 innogy announced that working with Siemens Gamesa it has increased the power from of each turbine from 6MW to 6.3MW with an additional 17MW across the entire wind farm bring max capacity to 353MW. | GBP 1500 million
ES0K | Concept/Early Planning |  | 43.1072 | -9.346 | Spain | Europe | 2 | 1000 | Not Decided
US19 | Concept/Early Planning | 283.6338 | 38.6745 | -74.7013 | United States | North America | 5 | 1000 | Not Decided
ES0G | Concept/Early Planning | 102.2767 | 42.1528 | 3.422 | Spain | Europe | 2 | 500 | Not Decided
DK95 | Consent Authorised |  | 57.0423 | 8.8839 | Denmark | Europe | 2 |  | Not Decided
DK0A | Consent Authorised |  | 56.436 | 8.1505 | Denmark | Europe | 2 |  | Not Decided
NL18 | Fully Commissioned | 69.5839 | 54.0365 | 5.9649 | Netherlands | Europe | 2 | 600 | SWT-4.0-130 (Siemens) | EUR 2800 million
ZA1 | Concept/Early Planning |  | -30.0451 | 31.645 | South Africa | Africa | 6 | 800 | Not Decided
DE34 | Consent Authorised | 45.77 | 54.617 | 12.6098 | Germany | Europe | 2 | 865.2 | SWT-8.0-154 (Siemens Gamesa), Original planning documents specified 103 SWT-8.0-154 turbines power boosted to 8.4 MW. Likely contract will have changed.
ES92 | Concept/Early Planning |  | 43.5209 | -2.8659 | Spain | Europe | 2 | 45 | Not Decided
DK2B | Concept/Early Planning |  | 56.1742 | 12.3878 | Denmark | Europe | 2 | 210 | Not Decided
AU29 | Development Zone | 27439.8618 | -39.0783 | 146.7236 | Australia | Australasia | 4 |  | Not Decided
DK1Y | Concept/Early Planning |  | 56.4665 | 11.1109 | Denmark | Europe | 2 | 400 | Not Decided
DE09 | Fully Commissioned | 40.4929 | 54.5089 | 6.3654 | Germany | Europe | 2 | 400 | M5000-116 (Areva Wind), Now known as AD 5-116 (Adwen) | EUR 1800 million
KR0M | Concept/Early Planning |  | 36.0128 | 126.4241 | South Korea | Asia | 1 | 69.3 | WinDS3300/134 (Doosan Heavy Industries), 두산중공업 / WinDS3300 | KRW 320000 million
KR1K | Concept/Early Planning |  | 35.4187 | 126.296 | South Korea | Asia | 1 | 700 | Not Decided
KR1H | Concept/Early Planning |  | 35.4361 | 126.2991 | South Korea | Asia | 1 | 220 | Not Decided
KR1J | Concept/Early Planning |  | 35.4254 | 126.2978 | South Korea | Asia | 1 | 300 | Not Decided
DE13 | Fully Commissioned | 69.372 | 54.0412 | 6.9945 | Germany | Europe | 2 | 582 | SWT-6.0-154 (Siemens) | EUR 2200 million
DE0H | Pre-Construction | 13.3384 | 54.0382 | 7.106 | Germany | Europe | 2 | 253 | SG 11.0-200 DD (Siemens Gamesa)
ES74 | Concept/Early Planning | 10.61 | 27.787 | -15.3738 | Spain | Europe | 2 | 50 | Based on the proposed EIA, Haliade-X unit can be deployed for this project. | EUR 200 million
KR0O | Concept/Early Planning |  | 34.4007 | 127.2014 | South Korea | Asia | 1 | 352 | Not Decided | KRW 1.936e+006 million
CO06 | Concept/Early Planning |  | 11.331 | -74.2655 | Colombia | South America | 3 | 825 | Not Decided
FR63 | Pre-Construction | 185.5297 | 42.8329 | 3.2649 | France | Europe | 2 | 30 | V164-10.0 MW (MHI Vestas Offshore Wind), Originally planned to use 4x GE Haliade 150-6MW turbines but in 2019 MHI Vestas’ 10 MW turbine were selected as replacements. | EUR 215 million
KR40 | Concept/Early Planning |  | 35.3158 | 129.3123 | South Korea | Asia | 1 | 300 | Not Decided
SE20 | Fully Commissioned |  | 57.6838 | 11.8049 | Sweden | Europe | 2 | 4.1 | GE 4.1-113 (GE Energy)
SE58 | Concept/Early Planning | 387.36 | 56.7567 | 17.8847 | Sweden | Europe | 2 | 1500 | Not Decided
JP44 | Under Construction | 26 | 32.6644 | 128.9826 | Japan | Asia | 1 | 16.8 | HTW2.0-80 (Hitachi Ltd ), https://www.meti.go.jp/press/2021/06/20210611004/20210611004.html | JPY 10000 million
JP15 | Decommissioned |  | 32.7407 | 128.9954 | Japan | Asia | 1 | 0.1 | Fuji
JP07 | Decommissioned |  | 32.7407 | 128.9954 | Japan | Asia | 1 | 2 | Subaru 80/2.0 (Fuji Heavy Industries) | JPY 1000 million
JP53 | Development Zone |  | 32.6226 | 129.0026 | Japan | Asia | 1 | 500 | Not Decided
ES83 | Concept/Early Planning | 68.2045 | 27.7917 | -15.3499 | Spain | Europe | 2 | 144 | Estimate: Haliade-X 12 MW (GE Energy), Ocean Winds plans to deploy GE's Haliade-X unit, but it's not yet confirmed. 12 wind turbines of 12 MW of power. Tower height: 130 m. Blade length: 117 m. Rotor diameter: 240 m. Weight of the nacelle-rotor set: up to 760 tons.Turbines will be grouped into | EUR 588 million
ES0R | Concept/Early Planning |  | 27.6452 | -15.4826 | Spain | Europe | 2 | 210 | Not Decided
ES0I | Concept/Early Planning |  | 28.4306 | -16.2579 | Spain | Europe | 2 | 50 | Not Decided
AU28 | Concept/Early Planning | 719.8261 | -38.8553 | 147.1183 | Australia | Australasia | 4 | 2500 | Not Decided
AU25 | Concept/Early Planning |  | -38.8464 | 145.5766 | Australia | Australasia | 4 | 1000 | Not Decided
TW0T | Concept/Early Planning | 315.9565 | 24.4504 | 120.0962 | Taiwan | Asia | 1 | 2400 | Not Decided
TW0U | Concept/Early Planning | 50.746 | 24.0622 | 120.2562 | Taiwan | Asia | 1 | 440 | Not Decided
TW0V | Development Zone | 88.4067 | 25.0251 | 120.7452 | Taiwan | Asia | 1 | 900 | Not Decided
TW0W | Concept/Early Planning | 95.2114 | 24.9515 | 120.6783 | Taiwan | Asia | 1 | 950 | Not Decided
TW0X | Development Zone | 217.2915 | 24.5004 | 120.1163 | Taiwan | Asia | 1 | 2500 | Not Decided
UK05 | Fully Commissioned | 146.13 | 51.884 | 1.9358 | United Kingdom | Europe | 2 | 504 | SWT-3.6-107 (Siemens) | GBP 1600 million
AU23 | Concept/Early Planning | 649.0519 | -38.58 | 147.2759 | Australia | Australasia | 4 | 1300 | Not Decided
UK94 | Concept/Early Planning | 132.5432 | 57.8987 | -0.64926 | United Kingdom | Europe | 2 | 480 | Not Decided
DK2J | Concept/Early Planning | 58.504 | 56.5692 | 10.9864 | Denmark | Europe | 2 | 315 | Not Decided
SE53 | Consent Application Submitted | 169.3361 | 61.5242 | 17.7104 | Sweden | Europe | 2 | 1800 | Not Decided
SE60 | Consent Application Submitted | 56.6025 | 61.3047 | 17.777 | Sweden | Europe | 2 | 600 | Not Decided
IE38 | Concept/Early Planning | 143.0362 | 53.2502 | -5.721 | Ireland | Europe | 2 | 1000 | Not Decided
IT58 | Development Zone |  | 44.7046 | 12.6237 | Italy | Europe | 2 | 570 | Not Decided
IT59 | Development Zone |  | 42.1198 | 15.7173 | Italy | Europe | 2 | 248 | Not Decided
IT60 | Development Zone |  | 41.3922 | 16.5518 | Italy | Europe | 2 | 211 | Not Decided
IT61 | Development Zone |  | 41.7433 | 17.4422 | Italy | Europe | 2 | 332 | Not Decided
IT62 | Development Zone |  | 41.6758 | 17.9329 | Italy | Europe | 2 | 266 | Not Decided
IT63 | Development Zone |  | 41.4227 | 18.1902 | Italy | Europe | 2 | 266 | Not Decided
IT64 | Development Zone |  | 41.2243 | 17.5898 | Italy | Europe | 2 | 332 | Not Decided
IT65 | Development Zone |  | 40.8986 | 18.0172 | Italy | Europe | 2 | 530 | Not Decided
IT66 | Development Zone |  | 40.7765 | 18.526 | Italy | Europe | 2 | 900 | Not Decided
IT67 | Development Zone |  | 39.6419 | 18.9788 | Italy | Europe | 2 | 332 | Not Decided
IT68 | Development Zone |  | 39.6673 | 19.4368 | Italy | Europe | 2 | 332 | Not Decided
IT69 | Development Zone |  | 39.2095 | 18.9184 | Italy | Europe | 2 | 332 | Not Decided
IT70 | Development Zone |  | 39.0618 | 19.3605 | Italy | Europe | 2 | 332 | Not Decided
IT71 | Development Zone |  | 39.4651 | 17.6973 | Italy | Europe | 2 | 30 | Not Decided
IT72 | Development Zone |  | 38.4395 | 17.7052 | Italy | Europe | 2 | 332 | Not Decided
IT73 | Development Zone |  | 38.2884 | 17.3395 | Italy | Europe | 2 | 332 | Not Decided
IT74 | Development Zone |  | 38.0261 | 17.745 | Italy | Europe | 2 | 573 | Not Decided
IT75 | Development Zone |  | 36.4033 | 14.4667 | Italy | Europe | 2 | 137 | Not Decided
IT76 | Development Zone |  | 36.5394 | 12.9907 | Italy | Europe | 2 | 588 | Not Decided
IT77 | Development Zone |  | 36.921 | 12.3467 | Italy | Europe | 2 | 211 | Not Decided
IT78 | Development Zone |  | 37.1674 | 12.7363 | Italy | Europe | 2 | 823 | Not Decided
IT79 | Development Zone |  | 37.4059 | 12.4501 | Italy | Europe | 2 | 250 | Not Decided
IT80 | Development Zone |  | 37.5812 | 12.1505 | Italy | Europe | 2 | 2.8 | Not Decided
IT81 | Development Zone |  | 37.9068 | 9.27 | Italy | Europe | 2 | 266 | Not Decided
IT82 | Development Zone |  | 37.9863 | 9.7709 | Italy | Europe | 2 | 266 | Not Decided
IT83 | Development Zone |  | 38.4156 | 9.6437 | Italy | Europe | 2 | 332 | Not Decided
IT84 | Development Zone |  | 38.4633 | 9.1984 | Italy | Europe | 2 | 266 | Not Decided
IT85 | Development Zone |  | 38.8668 | 9.3164 | Italy | Europe | 2 | 266 | Not Decided
IT86 | Development Zone |  | 39.1073 | 7.7833 | Italy | Europe | 2 | 500 | Not Decided
IT87 | Development Zone |  | 40.6417 | 10.2479 | Italy | Europe | 2 | 266 | Not Decided
IT88 | Development Zone |  | 40.745 | 10.8044 | Italy | Europe | 2 | 332 | Not Decided
IT89 | Development Zone |  | 41.4844 | 10.3512 | Italy | Europe | 2 | 332 | Not Decided
IT90 | Development Zone |  | 43.3613 | 9.7337 | Italy | Europe | 2 | 95 | Not Decided
FR62 | Consent Authorised | 16.74 | 47.49 | -3.47 | France | Europe | 2 | 28.5 | V164-9.5 MW (MHI Vestas Offshore Wind) | EUR 236 million
ES80 | Concept/Early Planning |  | 27.6708 | -15.5583 | Spain | Europe | 2 | 50 | Based on the proposed EIA, Haliade-X unit can be deployed for this project. | EUR 187.5 million
CN6Z | Development Zone | 282.51 | 22.6269 | 116.3894 | China | Asia | 1 | 600 | Not Decided
CN6V | Development Zone | 1789.2 | 22.3585 | 116.5544 | China | Asia | 1 | 7400 | Not Decided
CN6Y | Development Zone | 1177.94 | 22.4644 | 117.0886 | China | Asia | 1 | 7500 | Not Decided
CN6T | Development Zone | 864.07 | 22.5088 | 117.4491 | China | Asia | 1 | 5400 | Not Decided
CN6U | Development Zone | 1055.38 | 22.5736 | 117.6107 | China | Asia | 1 | 6600 | Not Decided
CNC7 | Development Zone |  | 22.7785 | 117.7057 | China | Asia | 1 | 6000 | Not Decided
CN90 | Fully Commissioned | 32.9911 | 20.5739 | 110.6134 | China | Asia | 1 | 198 | MySE5.5-155 (MingYang) | CNY 3739.45 million
CN7N | Fully Commissioned | 28.6587 | 20.5846 | 110.6499 | China | Asia | 1 | 200 | SWT-6.25-172 (Siemens) | CNY 3600 million
CN6N | Fully Commissioned | 38.69 | 20.7179 | 110.5584 | China | Asia | 1 | 206.4 | MySE6.45-180 (MingYang) | CNY 3698.88 million
CNA5 | Concept/Early Planning |  | 21.0858 | 108.3 | China | Asia | 1 |  | Not Decided
CNE1 | Development Zone |  | 20.9157 | 108.6864 | China | Asia | 1 | 300 | Not Decided
BR15 | Concept/Early Planning | 638.1732 | -29.606 | -49.6138 | Brazil | South America | 3 | 1680 | Estimate: V236-15.0 MW (Vestas), Turbine model specified in the FCA application but not confirmed.
PH02 | Concept/Early Planning |  | 10.7799 | 122.8796 | Philippines | Asia | 1 | 100 | Not Decided
PH05 | Concept/Early Planning |  | 10.7628 | 122.8792 | Philippines | Asia | 1 | 600 | Not Decided
IN21 | Concept/Early Planning |  | 20.8482 | 69.9208 | India | Asia | 1 |  | Not Decided
IN08 | Concept/Early Planning |  | 21.6096 | 69.5468 | India | Asia | 1 | 600 | Not Decided
IN22 | Concept/Early Planning |  | 23.1281 | 68.4722 | India | Asia | 1 | 500 | Not Decided
DK2M | Concept/Early Planning | 68.1346 | 54.6617 | 12.0878 | Denmark | Europe | 2 | 500 | Not Decided
DK2S | Concept/Early Planning |  | 54.3374 | 11.7802 | Denmark | Europe | 2 | 500 | according to the scoping report, depending on the model used. tip hieght to be between 182-300 meters.
IT56 | Concept/Early Planning |  | 35.7446 | 15.1406 | Italy | Europe | 2 | 384 | Not Decided
USZ3 | Development Zone | 56242.3973 | 42.8745 | -68.7436 | United States | North America | 5 |  | Not Decided
US7A | Development Zone | 2519.9209 | 28.2771 | -93.6286 | United States | North America | 5 |  | Not Decided
US7P | Development Zone | 821.7918 | 29.0934 | -93.3827 | United States | North America | 5 |  | Not Decided
UK07 | Fully Commissioned | 15.8 | 51.7302 | 1.2292 | United Kingdom | Europe | 2 | 172.8 | SWT-3.6-107 (Siemens) | DKK 3900 million
UK73 | Fully Commissioned | 2.55 | 51.7038 | 1.1916 | United Kingdom | Europe | 2 | 12 | SWT-6.0-120 (Siemens) | GBP 51 million
KR61 | Concept/Early Planning |  | 35.9243 | 126.4218 | South Korea | Asia | 1 | 1000 | Not Decided | KRW 4e+006 million
KR56 | Concept/Early Planning |  | 36.053 | 126.5419 | South Korea | Asia | 1 | 110 | Not Decided
KR1R | Fully Commissioned |  | 35.944 | 126.419 | South Korea | Asia | 1 | 4.3 | Unison U151 (UNISON)
KR44 | Fully Commissioned |  | 35.9721 | 126.5149 | South Korea | Asia | 1 | 3 | WinDS3000/134 (Doosan Heavy Industries) | KRW 9990 million
TW0Y | Development Zone | 217.239 | 24.5607 | 119.9886 | Taiwan | Asia | 1 | 600 | Not Decided
CNC8 | Development Zone |  | 21.2802 | 109.1436 | China | Asia | 1 | 800 | Not Decided
CNC9 | Development Zone |  | 21.2473 | 109.1422 | China | Asia | 1 | 4300 | Not Decided
CN6X | Development Zone |  | 22.5131 | 118.3535 | China | Asia | 1 | 0 | Not Decided
CN2B | Fully Commissioned |  | 37.0803 | 119.5231 | China | Asia | 1 | 6 | UP6000-136 (Guodian United Power)
CN64 | Fully Commissioned |  | 29.246 | 122.1778 | China | Asia | 1 | 254.2 | H171-6.2MW (CSIC Haizhuang Windpower Equipment) | CNY 4397 million
CN2D | Under Construction |  | 29.246 | 122.1778 | China | Asia | 1 | 500 | Not Decided | CNY 8000 million
CN41 | Fully Commissioned | 35.56 | 29.5795 | 122.2298 | China | Asia | 1 | 252 | SWT-4.0-130 (Siemens) | CNY 4513.22 million
CN06 | Fully Commissioned | 131.2 | 33.003 | 121.3813 | China | Asia | 1 | 302.4 | SWT-4.0-130 (Siemens), 12*EN-136/4.2 (Envision Energy) | CNY 4758.29 million
CN2G | Fully Commissioned | 61.89 | 32.854 | 121.3039 | China | Asia | 1 | 200 | Estimate: G4-146 (Shanghai Electric Wind Power Equipment Co., Ltd. (Sewind)) | CNY 3187.25 million
NO49 | Decommissioned |  | 58.9797 | 5.7338 | Norway | Europe | 2 | 0.001 | Spinwind 1 (Gwind)
UK5V | Concept/Early Planning |  | 51.1874 | -5.7348 | United Kingdom | Europe | 2 | 1000 | Not Decided
UK09 | Fully Commissioned | 67.98 | 53.4588 | -3.5843 | United Kingdom | Europe | 2 | 576 | SWT-3.6-107 (Siemens) | EUR 2000 million
KR46 | Concept/Early Planning | 8.67 | 36.4211 | 129.4415 | South Korea | Asia | 1 | 100 | Not Decided | KRW 500000 million
KR0N | Concept/Early Planning |  | 34.3887 | 127.1386 | South Korea | Asia | 1 | 240 | V164-10.0 MW (MHI Vestas Offshore Wind)
TW0Z | Development Zone | 85.7354 | 24.3825 | 120.018 | Taiwan | Asia | 1 | 900 | Not Decided
TW10 | Partial Generation/Under Construction | 82.52 | 23.5889 | 120.0266 | Taiwan | Asia | 1 | 640 | SG 8.0-167 DD (Siemens Gamesa) | TWD 94000 million
TW11 | Concept/Early Planning | 1.41 | 24.0417 | 120.2751 | Taiwan | Asia | 1 | 8 | Not Decided
TW14 | Concept/Early Planning | 10.29 | 23.587 | 119.7028 | Taiwan | Asia | 1 | 150 | Not Decided | USD 700 million
VN1S | Concept/Early Planning |  | 20.7018 | 106.9362 | Vietnam | Asia | 1 | 1000 | Not Decided | USD 3000 million
VN1G | Concept/Early Planning |  | 20.3808 | 107.5537 | Vietnam | Asia | 1 | 3900 | Not Decided | USD 13600 million
TW15 | Concept/Early Planning |  | 24.9462 | 120.8488 | Taiwan | Asia | 1 | 100 | Not Decided | USD 464.6 million
TW16 | Fully Commissioned | 10.17 | 24.7084 | 120.8149 | Taiwan | Asia | 1 | 120 | SWT-6.0-154 (Siemens) | TWD 17531 million
TW1A | Concept/Early Planning | 82.2247 | 24.3837 | 120.0162 | Taiwan | Asia | 1 | 900 | Not Decided
TW1B | Concept/Early Planning | 41.2354 | 24.3933 | 120.1113 | Taiwan | Asia | 1 | 600 | Not Decided
TW1C | Concept/Early Planning | 225.166 | 24.4996 | 120.1176 | Taiwan | Asia | 1 | 2500 | Not Decided
TW1D | Concept/Early Planning | 7.555 | 24.6118 | 120.6577 | Taiwan | Asia | 1 | 270 | Not Decided
TW1E | Concept/Early Planning | 76 | 24.6823 | 120.5263 | Taiwan | Asia | 1 | 1200 | Not Decided
CN5H | Concept/Early Planning |  | 19.7955 | 109.0948 | China | Asia | 1 | 300 | Not Decided
CN2T | Concept/Early Planning |  | 18.7835 | 108.5085 | China | Asia | 1 | 350 | Not Decided
DK79 | Decommissioned |  | 57.0839 | 8.884 | Denmark | Europe | 2 | 6 | Haliade 150-6MW (GE Energy)
NL0W | Fully Commissioned |  | 51.9624 | 4.0119 | Netherlands | Europe | 2 | 14 | Haliade-X 12 MW (GE Energy)
FI28 | Concept/Early Planning | 571.8995 | 65.031 | 23.8505 | Finland | Europe | 2 | 1920 | Not Decided
KR21 | Under Construction | 5.33 | 33.449 | 126.2541 | South Korea | Asia | 1 | 100 | WinDS5500/140 (Doosan Heavy Industries), Blade length 68m. | KRW 630300 million
KR17 | Concept/Early Planning | 5.6664 | 33.5556 | 126.8549 | South Korea | Asia | 1 | 105 | Not Decided | KRW 650000 million
DK1V | Concept/Early Planning |  | 57.1841 | 8.3513 | Denmark | Europe | 2 | 500 | Not Decided
JP2F | Concept/Early Planning | 20.1012 | 40.2605 | 139.9756 | Japan | Asia | 1 | 356 | Not Decided
JP58 | Concept/Early Planning | 26.28 | 40.2636 | 139.9811 | Japan | Asia | 1 | 360 | Not Decided
JP2A | Concept/Early Planning | 25.8143 | 40.2637 | 139.9808 | Japan | Asia | 1 | 360 | Not Decided
JP1G | Concept/Early Planning |  | 40.2705 | 139.9905 | Japan | Asia | 1 | 405 | Not Decided
JP1P | Concept/Early Planning | 26.28 | 40.2636 | 139.9811 | Japan | Asia | 1 | 396 | Not Decided
IE57 | Concept/Early Planning | 1513.5292 | 55.6846 | -7.4286 | Ireland | Europe | 2 |  | Not Decided
VN86 | Concept/Early Planning |  | 10.2673 | 107.6553 | Vietnam | Asia | 1 | 500 | HBRE plans to use 12+ MW GE turbines. | VND 3.5e+007 million
CA01 | Concept/Early Planning | 51.0118 | 53.9696 | -131.4822 | Canada | North America | 5 | 400 | Not Decided
SE92 | Concept/Early Planning | 103.19 | 58.6683 | 10.5522 | Sweden | Europe | 2 | 2400 | Not Decided
IE51 | Concept/Early Planning | 395.2107 | 51.967 | -7.2836 | Ireland | Europe | 2 | 800 | Not Decided
SE0B | Concept/Early Planning | 244.0893 | 56.4073 | 19.1834 | Sweden | Europe | 2 | 1000 | Not Decided
SE0C | Concept/Early Planning | 632.0809 | 56.8273 | 19.4521 | Sweden | Europe | 2 | 1750 | Not Decided
DK0I | Development Zone | 164.293 | 56.3528 | 11.6845 | Denmark | Europe | 2 | 1200 | Not Decided
DK1I | Development Zone | 118.5716 | 56.4175 | 11.8568 | Denmark | Europe | 2 | 1005 | Not Decided
KR0E | Concept/Early Planning |  | 36.2341 | 129.5662 | South Korea | Asia | 1 | 500 | Not Decided
KR1F | Concept/Early Planning |  | 36.2963 | 129.5561 | South Korea | Asia | 1 | 450 | Not Decided
DE2I | Development Zone | 15.22 | 54.7007 | 12.9419 | Germany | Europe | 2 |  | Not Decided
EE01 | Concept/Early Planning | 189.1526 | 59.1482 | 22.5237 | Estonia | Europe | 2 | 1100 | Two alternative designs proposed: 1: Either Siemens SWT 4 MW, SWT 6 MW or Vestas 7 MW 2: Either Vestas 7 MW or GE Haliade-X 12 MW | EUR 2500 million
IS01 | Concept/Early Planning |  | 63.6325 | -16.3756 | Iceland | Europe | 2 | 10000 | Not Decided | GBP 21000 million
JP83 | Concept/Early Planning | 195.47 | 33.5253 | 129.6518 | Japan | Asia | 1 | 617.5 | Not Decided
JP45 | Development Zone | 7.74 | 40.4218 | 141.7455 | Japan | Asia | 1 | 200 | Not Decided
DK2H | Concept/Early Planning | 37.7581 | 57.6089 | 9.8808 | Denmark | Europe | 2 | 350 | Not Decided
DK2Q | Concept/Early Planning | 49.2293 | 57.5485 | 9.7755 | Denmark | Europe | 2 | 500 | Not Decided
JP36 | Fully Commissioned |  | 35.9226 | 140.6992 | Japan | Asia | 1 | 5 | HTW5.0-126 (Hitachi Ltd )
JP72 | Concept/Early Planning |  | 37.0558 | 141.1653 | Japan | Asia | 1 |  | Not Decided
JP75 | Concept/Early Planning |  | 41.7427 | 140.0212 | Japan | Asia | 1 | 722 | Not Decided
VN25 | Fully Commissioned | 5.9675 | 9.1469 | 105.7276 | Vietnam | Asia | 1 | 50 | V150-4.2 MW (Vestas), V150-4.2 (Vestas), ten rated to 4 MW and 3 rated to 3.8 MW. | VND 2.85e+006 million
VN73 | Fully Commissioned | 5.9676 | 9.1338 | 105.6975 | Vietnam | Asia | 1 | 50 | V150-4.2 MW (Vestas) | VND 2.4e+006 million
VN74 | Fully Commissioned | 14.5124 | 9.0595 | 105.7211 | Vietnam | Asia | 1 | 50 | V150-4.2 MW (Vestas) | VND 2.825e+006 million
DE11 | Fully Commissioned | 40.518 | 54.4433 | 6.3299 | Germany | Europe | 2 | 497 | SWT-7.0-154 (Siemens Gamesa) | EUR 1800 million
JP81 | Concept/Early Planning |  | 41.9342 | 140.0664 | Japan | Asia | 1 | 1000 | Not Decided
KR0F | Concept/Early Planning |  | 33.993 | 125.9765 | South Korea | Asia | 1 | 1500 | Not Decided
NL0F | Pre-Construction | 377.209 | 52.7141 | 4.2646 | Netherlands | Europe | 2 | 759 | SG 11.0-200 DD (Siemens Gamesa) | EUR 1399 million
NL0O | Development Zone | 90.0912 | 52.723 | 3.816 | Netherlands | Europe | 2 | 760 | Not Decided
NL1Q | Development Zone | 97.3889 | 52.6377 | 3.7094 | Netherlands | Europe | 2 | 760 | Not Decided
NL1F | Development Zone | 132.4123 | 52.5559 | 3.6329 | Netherlands | Europe | 2 | 700 | Not Decided
NL0D | Partial Generation/Under Construction | 105.521 | 52.3341 | 4.0108 | Netherlands | Europe | 2 | 770 | SG 11.0-193 DD (Siemens Gamesa) | EUR 1300 million
NL0E | Partial Generation/Under Construction | 108.17 | 52.2796 | 4.0839 | Netherlands | Europe | 2 | 770 | SG 11.0-193 DD (Siemens Gamesa) | EUR 1300 million
HK01 | Concept/Early Planning | 17.95 | 22.2741 | 114.4157 | China | Asia | 1 | 250 | Not Decided | USD 903 million
DE76 | Decommissioned |  | 53.6377 | 8.1001 | Germany | Europe | 2 | 5 | Bard 5.0 (Bard)
IT0B | Concept/Early Planning |  | 41.2994 | 17.0423 | Italy | Europe | 2 | 600 | Not Decided
DK03 | Fully Commissioned | 20.67 | 55.4861 | 7.8404 | Denmark | Europe | 2 | 160 | V80-2.0 MW (Vestas) | EUR 278 million
DK10 | Fully Commissioned | 33.2101 | 55.6004 | 7.5825 | Denmark | Europe | 2 | 209.3 | SWT-2.3-93 (Siemens) | EUR 448 million
DK19 | Fully Commissioned | 116.24 | 55.6941 | 7.6549 | Denmark | Europe | 2 | 406.7 | V164-8.0 MW (MHI Vestas Offshore Wind) | EUR 1000 million
UK1J | Consent Application Submitted | 485.7663 | 54.1113 | 1.2042 | United Kingdom | Europe | 2 | 2600 | Not Decided
UK81 | Fully Commissioned | 407.34 | 53.8833 | 1.9219 | United Kingdom | Europe | 2 | 1218 | SWT-7.0-154 (Siemens Gamesa) | EUR 3360 million
UK1K | Consent Authorised | 695.83 | 53.873 | 2.5372 | United Kingdom | Europe | 2 | 2852 | Clearance increased from 35 to 40m above MSL to minimise bird collision risk. | GBP 6500 million
UK1U | Fully Commissioned | 461.89 | 53.9402 | 1.6877 | United Kingdom | Europe | 2 | 1386 | SG 8.0-167 DD (Siemens Gamesa)
DK0B | Fully Commissioned | 1.13 | 56.4447 | 8.1512 | Denmark | Europe | 2 | 56 | Not Decided
TW1F | Concept/Early Planning | 126 | 24.6616 | 120.5061 | Taiwan | Asia | 1 | 600 | Not Decided
TW1G | Concept/Early Planning | 201.0372 | 24.4973 | 120.1205 | Taiwan | Asia | 1 | 2400 | Not Decided
TW1H | Concept/Early Planning | 40.5991 | 24.3931 | 120.1057 | Taiwan | Asia | 1 | 600 | Not Decided
TW1I | Concept/Early Planning |  | 23.8741 | 120.2129 | Taiwan | Asia | 1 | 50 | Not Decided
TW22 | Fully Commissioned | 0.07 | 24.6924 | 120.8114 | Taiwan | Asia | 1 | 8 | SWT-4.0-120 (Siemens) | TWD 1169 million
CN98 | Consent Authorised | 16.54 | 39.1303 | 118.6372 | China | Asia | 1 | 100 | Not Decided | CNY 1647.24 million
CN6B | Consent Authorised | 28.5 | 39.1193 | 118.7072 | China | Asia | 1 | 100 | Not Decided
CN40 | Fully Commissioned | 34.96 | 25.5674 | 119.6029 | China | Asia | 1 | 299.2 | MySE7.0-158 (MingYang), 24*H171-6.2MW (CSIC Haizhuang Windpower Equipment) (estimate) | CNY 6667.46 million
CNE3 | Development Zone |  | 21.3367 | 108.2002 | China | Asia | 1 |  | Not Decided
CN81 | Concept/Early Planning | 29.12 | 33.382 | 121.5832 | China | Asia | 1 | 300 | MingYang SCD 6.0MW (MingYang)
CN8Z | Partial Generation/Under Construction | 81.03 | 20.9679 | 111.6008 | China | Asia | 1 | 500 | MySE6.8-158 (MingYang), 30*MySE8.3-180 (MingYang) | CNY 10267 million
CN66 | Fully Commissioned | 51.2552 | 28.1966 | 121.5654 | China | Asia | 1 | 154 | DEW-D7000-186 (Dongfang Electric) | CNY 5057 million
CN67 | Fully Commissioned | 50.9455 | 28.1601 | 121.5439 | China | Asia | 1 | 146 | DEW-D7000-186 (Dongfang Electric)
TW24 | Fully Commissioned | 8.42 | 23.9871 | 120.2424 | Taiwan | Asia | 1 | 109.2 | HTW5.2-127 (Hitachi Ltd ) | TWD 19500 million
TW28 | Concept/Early Planning | 52.08 | 24.8121 | 120.8571 | Taiwan | Asia | 1 | 448 | Not Decided
TW29 | Partial Generation/Under Construction | 74.12 | 24.7095 | 120.763 | Taiwan | Asia | 1 | 378 | SG 8.0-167 DD (Siemens Gamesa) | TWD 62400 million
CN35 | Fully Commissioned | 102.6691 | 33.153 | 121.4715 | China | Asia | 1 | 301.6 | EN-136/4.2 (Envision Energy), 20*H151-5MW (CSIC Haizhuang Windpower Equipment) | CNY 6000 million
CN7I | Fully Commissioned | 34.9249 | 33.0982 | 121.4318 | China | Asia | 1 | 103.5 | EN-148/4.5 (Envision Energy) | CNY 1757.59 million
CN2H | Concept/Early Planning | 74.64 | 30.308 | 121.7024 | China | Asia | 1 | 300 | Not Decided | CNY 5500 million
CN2U | Fully Commissioned | 60.83 | 39.4883 | 123.2021 | China | Asia | 1 | 300 | H171-5.0MW (CSIC Haizhuang Windpower Equipment) | CNY 5195 million
CNA9 | Fully Commissioned |  | 39.3367 | 123.1717 | China | Asia | 1 | 350 | DEW-7.5MW-186 (Dongfang Electric), 25*H171-6.2MW (CSIC Haizhuang Windpower Equipment) | CNY 6399 million
CNB0 | Pre-Construction |  | 39.3367 | 123.1717 | China | Asia | 1 | 200 | Not Decided | CNY 3829 million
CNF9 | Concept/Early Planning | 537.7582 | 22.7878 | 117.6092 | China | Asia | 1 | 8000 | Not Decided
CN57 | Fully Commissioned | 55.7032 | 34.6029 | 119.7967 | China | Asia | 1 | 300 | GW184-6.45MW (Goldwind), 15*GW171-6.45MW (Goldwind), 2*GW140-3.3MW (Goldwind) | CNY 5300 million
CN9X | Concept/Early Planning |  | 34.5965 | 119.7185 | China | Asia | 1 | 100 | Project reportedly is using 11 x 6 MW turbines and 4 x 8.5, manufacturer is yet unknown.
CN2O | Concept/Early Planning |  | 19.9721 | 111.0491 | China | Asia | 1 | 200 | Not Decided
CNC2 | Development Zone |  | 21.589 | 108.7853 | China | Asia | 1 |  | Not Decided
CN94 | Fully Commissioned |  | 37.4153 | 122.4348 | China | Asia | 1 | 6 | SL3000/105 (Sinovel)
CN82 | Fully Commissioned | 38.2343 | 32.68 | 121.3241 | China | Asia | 1 | 156 | H151-5MW (CSIC Haizhuang Windpower Equipment), 14*SWT-4.0-130 (Siemens), 1*H171-5.0MW (CSIC Haizhuang Windpower Equipment) | CNY 2734 million
CN3Y | Fully Commissioned | 47.5973 | 32.6447 | 121.2436 | China | Asia | 1 | 146.4 | SWT-4.0-130 (Siemens), 12*EN-136/4.2 (Envision Energy) | CNY 2566 million
CNB8 | Fully Commissioned | 46.95 | 36.4475 | 121.4395 | China | Asia | 1 | 300 | EN-161/5.2 (Envision Energy) | CNY 5500 million
CN7B | Consent Authorised | 30.17 | 22.8983 | 116.7879 | China | Asia | 1 | 336 | Estimate: SE 7.0 (Shanghai Electric Wind Power Equipment Co., Ltd. (Sewind)) | CNY 7686.17 million
CN7C | Consent Authorised | 14.63 | 22.8692 | 116.7414 | China | Asia | 1 | 217 | Estimate: SE 7.0 (Shanghai Electric Wind Power Equipment Co., Ltd. (Sewind)) | CNY 2882.32 million
CN7E | Consent Authorised | 54.99 | 23.2183 | 117.0433 | China | Asia | 1 | 594 | Not Decided | CNY 7894.6 million
CN0K | Fully Commissioned | 55.4971 | 33.6556 | 121.1078 | China | Asia | 1 | 301.5 | EN-148/4.5 (Envision Energy) | CNY 5468.91 million
CN3S | Concept/Early Planning |  | 21.4294 | 111.5429 | China | Asia | 1 | 600 | Not Decided
CNF2 | Concept/Early Planning |  | 28.0863 | 121.7335 | China | Asia | 1 | 500 | Not Decided
US6R | Concept/Early Planning | 341.2801 | 39.7185 | -73.1702 | United States | North America | 5 | 1710 | Not Decided
US6U | Concept/Early Planning | 326.8286 | 39.3611 | -73.581 | United States | North America | 5 | 1635 | Not Decided
UK10 | Fully Commissioned | 26.53 | 53.6443 | 0.29312 | United Kingdom | Europe | 2 | 219 | V112-3.0 MW Offshore (MHI Vestas Offshore Wind) | GBP 900 million
US0V | Development Zone | 256.3981 | 41.0045 | -124.6121 | United States | North America | 5 | 800 | Not Decided
US0W | Development Zone | 279.5476 | 40.9285 | -124.7082 | United States | North America | 5 | 1000 | Not Decided
AU21 | Concept/Early Planning | 367.5423 | -33.1995 | 151.9498 | Australia | Australasia | 4 | 1650 | Not Decided
UK2M | Decommissioned |  | 55.7363 | -4.8887 | United Kingdom | Europe | 2 | 7 | 7MW Offshore Hydraulic Drive Turbine Formerly SeaAngel 7 MW (Mitsubishi Power Systems Europe)
UK2L | Decommissioned |  | 55.7363 | -4.8887 | United Kingdom | Europe | 2 | 6 | SWT-6.0-154 (Siemens)
UK86 | Decommissioned |  | 55.7363 | -4.8887 | United Kingdom | Europe | 2 | 11 | 7MW Offshore Hydraulic Drive Turbine Formerly SeaAngel 7 MW (Mitsubishi Power Systems Europe), Siemens 6MW, Unknown Other | GBP 20 million
CN1T | Fully Commissioned | 4.65 | 32.6006 | 120.9841 | China | Asia | 1 | 20 | H 102-2.0MW (CSIC Haizhuang Windpower Equipment) | CNY 322 million
CN63 | Fully Commissioned | 16.25 | 32.6093 | 121.0066 | China | Asia | 1 | 80 | SWT-2.5-108S (Siemens) | CNY 1288 million
KR20 | Fully Commissioned |  | 33.5586 | 126.8077 | South Korea | Asia | 1 | 5.5 | WinDS5500/140 (Doosan Heavy Industries), Developed by Hyundai Electric, intellectual rights bought by Doosan Heavy Industries and Construction in April 2017.
UK76 | Fully Commissioned | 15.14 | 57.4843 | -1.3626 | United Kingdom | Europe | 2 | 30 | SWT-6.0-154 (Siemens) | EUR 214.2 million
NO57 | Under Construction | 39.26 | 61.3284 | 2.2686 | Norway | Europe | 2 | 95 | SG 8.0-167 DD (Siemens Gamesa) | NOK 5000 million
JP1A | Concept/Early Planning |  | 32.5993 | 129.1532 | Japan | Asia | 1 | 700 | Not Decided
JP61 | Concept/Early Planning |  | 32.5792 | 129.152 | Japan | Asia | 1 | 1400 | Not Decided
BR61 | Concept/Early Planning | 528.2954 | -2.3929 | -40.1667 | Brazil | South America | 3 | 2010 | Not Decided
US82 | Consent Authorised | 10.08 | 41.6125 | -81.8101 | United States | North America | 5 | 20.7 | V126-3.45MW (MHI Vestas Offshore Wind) | USD 173 million
US6E | Concept/Early Planning | 15.3907 | 34.6103 | -120.6859 | United States | North America | 5 | 40 | Ideol would use a concrete hull ('square donut') foundation because of its compactness, while Cierco/SBM would use two floater designs in order to get ahead of competitive large-scale build-out.
NL0V | Development Zone | 289.0834 | 52.6975 | 3.3702 | Netherlands | Europe | 2 |  | Not Decided
NL0Q | Development Zone | 93.0854 | 52.8005 | 3.5542 | Netherlands | Europe | 2 | 1000 | Not Decided
NL0R | Development Zone | 93.7501 | 52.8366 | 3.4297 | Netherlands | Europe | 2 | 1000 | Not Decided
NL0S | Development Zone | 94.6086 | 52.8814 | 3.6431 | Netherlands | Europe | 2 | 1000 | Not Decided
NL0T | Development Zone | 94.512 | 52.9399 | 3.5207 | Netherlands | Europe | 2 | 1000 | Not Decided
NL0X | Development Zone | 121.8607 | 53.0002 | 3.7946 | Netherlands | Europe | 2 | 1000 | Not Decided
NL1R | Development Zone | 100.094 | 53.0617 | 3.6523 | Netherlands | Europe | 2 | 1000 | Not Decided
UK54 | Consent Authorised | 149.92 | 56.4946 | -2.1956 | United Kingdom | Europe | 2 | 1080 | Not Decided | GBP 2000 million
KR14 | Concept/Early Planning |  | 37.2548 | 126.0588 | South Korea | Asia | 1 | 640 | Not Decided | KRW 3.136e+006 million
KR0U | Concept/Early Planning |  | 37.4089 | 126.3333 | South Korea | Asia | 1 | 1200 | Not Decided | KRW 5.88e+006 million
KR94 | Concept/Early Planning |  | 37.1874 | 125.8584 | South Korea | Asia | 1 | 1600 | Not Decided | USD 7200 million
KR0T | Concept/Early Planning |  | 37.2915 | 125.3262 | South Korea | Asia | 1 |  | Not Decided
KR0S | Concept/Early Planning |  | 37.3369 | 126.4141 | South Korea | Asia | 1 | 233.5 | Not Decided | KRW 1.323e+006 million
IE19 | Concept/Early Planning | 1349.4184 | 51.6091 | -7.5924 | Ireland | Europe | 2 | 1000 | Not Decided | EUR 1760 million
IE42 | Concept/Early Planning |  | 52.3727 | -10.252 | Ireland | Europe | 2 | 1000 | Not Decided
IE45 | Concept/Early Planning |  | 53.2505 | -5.6804 | Ireland | Europe | 2 | 500 | Not Decided | EUR 1500 million
IE41 | Concept/Early Planning |  | 52.7764 | -9.8829 | Ireland | Europe | 2 | 1000 | Not Decided
UK11 | Fully Commissioned | 8.81 | 53.1891 | 0.44525 | United Kingdom | Europe | 2 | 97.2 | SWT-3.6-107 (Siemens) | GBP 150 million
UK6V | Development Zone | 15823.1558 | 57.2177 | 1.4273 | United Kingdom | Europe | 2 | 633 | Not Decided
UK6W | Development Zone | 1916.407 | 57.7191 | -0.34382 | United Kingdom | Europe | 2 | 633 | Not Decided
UK6Z | Development Zone | 4964.497 | 60.9411 | 1.4583 | United Kingdom | Europe | 2 | 633 | Not Decided
UK6Y | Development Zone | 3967.3255 | 59.4514 | 1.4086 | United Kingdom | Europe | 2 | 633 | Not Decided
UK6X | Development Zone | 1085.5632 | 58.7964 | 1.2446 | United Kingdom | Europe | 2 | 633 | Not Decided
UK7A | Development Zone | 3926.0812 | 61.6194 | 0.13859 | United Kingdom | Europe | 2 | 633 | Not Decided
UK7B | Development Zone | 9533.384 | 61.4116 | -3.1364 | United Kingdom | Europe | 2 | 633 | Not Decided
UK7D | Development Zone | 2656.0128 | 60.7061 | -2.2134 | United Kingdom | Europe | 2 | 633 | Not Decided
UK7C | Development Zone | 369.7021 | 60.3772 | -4.2344 | United Kingdom | Europe | 2 | 633 | Not Decided
NL28 | Decommissioned | 0.418 | 52.5986 | 5.5892 | Netherlands | Europe | 2 | 16.8 | NTK 600/43 (Nordtank) | GBP 19.55 million
JP74 | Concept/Early Planning | 2311.02 | 43.442 | 141.1366 | Japan | Asia | 1 | 1000 | Not Decided
JP0B | Concept/Early Planning | 313.56 | 43.3712 | 141.1883 | Japan | Asia | 1 | 1032 | Not Decided
JP0A | Concept/Early Planning | 525.48 | 43.3678 | 141.2416 | Japan | Asia | 1 | 520 | Not Decided
JP0T | Concept/Early Planning | 428.5365 | 43.3585 | 141.2617 | Japan | Asia | 1 | 1000 | Rotor diameter: 164-220m; Hub height: 107-180m; Total height: 189-290m
JP2I | Concept/Early Planning | 909.0747 | 43.3642 | 141.2303 | Japan | Asia | 1 | 3000 | Not Decided
JP16 | Under Construction | 4.98 | 43.211 | 141.2566 | Japan | Asia | 1 | 112 | SG 8.0-167 DD (Siemens Gamesa), The 167-metre diameter rotor has a swept area of 21,900 m^2. The turbine utilizes B81 blades, each 81.4 metres in length. | JPY 74000 million
JP0R | Concept/Early Planning |  | 43.5096 | 140.9732 | Japan | Asia | 1 | 1000 | Not Decided
JP0S | Concept/Early Planning | 249.8073 | 43.3422 | 141.3056 | Japan | Asia | 1 | 960 | Rotor diameter: 220-222; Hub height: 140-159; Total height: 250-270
IM01 | Concept/Early Planning | 142.8 | 54.2275 | -4.0909 | Isle of Man | Europe | 2 | 700 | Not Decided
JP2R | Concept/Early Planning | 288.9184 | 35.2646 | 140.5287 | Japan | Asia | 1 | 696 | Not Decided
JP2P | Concept/Early Planning | 101.1543 | 35.2866 | 140.491 | Japan | Asia | 1 | 564 | Maximum of 47 turbines planned as of June 2022.
JP2S | Concept/Early Planning | 77.1621 | 35.2909 | 140.4669 | Japan | Asia | 1 | 495 | Not Decided
JP1V | Concept/Early Planning | 82.5189 | 35.2886 | 140.4788 | Japan | Asia | 1 | 500 | Not Decided
JP2G | Concept/Early Planning | 110.7035 | 35.2862 | 140.4805 | Japan | Asia | 1 | 450 | Not Decided
JP2L | Concept/Early Planning | 85.4897 | 35.2947 | 140.4818 | Japan | Asia | 1 | 630 | Not Decided
JP38 | Concept/Early Planning | 51.09 | 35.4869 | 132.7467 | Japan | Asia | 1 |  | Not Decided
FI31 | Concept/Early Planning | 359.3434 | 63.7894 | 21.8236 | Finland | Europe | 2 | 800 | Not Decided
DK72 | Consent Application Submitted | 101.09 | 55.5907 | 11.0074 | Denmark | Europe | 2 | 240 | Not Decided
BR27 | Concept/Early Planning | 1026.5864 | -2.8427 | -39.2763 | Brazil | South America | 3 | 3000 | Not Decided
JP0I | Development Zone |  | 37.8497 | 141.3076 | Japan | Asia | 1 | 1000 | Not Decided
JP0J | Development Zone |  | 37.8323 | 141.3078 | Japan | Asia | 1 | 1000 | Not Decided
JP0K | Development Zone |  | 37.8152 | 141.3074 | Japan | Asia | 1 | 1000 | Not Decided
JP0L | Development Zone |  | 37.7974 | 141.3078 | Japan | Asia | 1 | 1000 | Not Decided
JP0M | Development Zone |  | 37.78 | 141.3076 | Japan | Asia | 1 | 1000 | Not Decided
JP0N | Development Zone |  | 37.7622 | 141.3081 | Japan | Asia | 1 | 1000 | Not Decided
JP0O | Development Zone |  | 37.745 | 141.3081 | Japan | Asia | 1 | 1500 | Not Decided
KR08 | Development Zone | 1907.927 | 35.0398 | 125.8883 | South Korea | Asia | 1 | 8200 | Not Decided | KRW 2.37e+007 million
KR26 | Concept/Early Planning |  | 34.8092 | 125.7305 | South Korea | Asia | 1 | 300 | Siemens and/or Doosan Heavy Industries | KRW 1.77439e+006 million
TW31 | Development Zone | 112.64 | 24.3513 | 120.2833 | Taiwan | Asia | 1 |  | Not Decided
CND3 | Under Construction | 13.2737 | 32.6942 | 121.2097 | China | Asia | 1 | 50 | GW 155-3.3MW (Goldwind) | CNY 811.32 million
CN2F | Fully Commissioned | 61.22 | 32.6775 | 121.143 | China | Asia | 1 | 300 | EN-4.0-136 (Envision Energy) | CNY 5320 million
CN32 | Fully Commissioned | 34.03 | 32.9551 | 121.2601 | China | Asia | 1 | 200 | SWT-4.0-130 (Siemens) | CNY 4000 million
CN0P | Fully Commissioned | 9.42 | 32.5445 | 121.2471 | China | Asia | 1 | 50 | GW 109/2500 (Goldwind) | CNY 770 million
CN59 | Fully Commissioned | 21 | 32.5379 | 121.1989 | China | Asia | 1 | 99.3 | SL3000/113 (Sinovel), 21*SWT-2.3-101 (Siemens) | CNY 1692.67 million
CN0O | Fully Commissioned | 12.87 | 32.5544 | 121.1484 | China | Asia | 1 | 50 | GW 109/2500 (Goldwind) | CNY 846.33 million
CN4K | Fully Commissioned | 88.3104 | 32.7347 | 121.1364 | China | Asia | 1 | 300 | EN-148/4.5 (Envision Energy) | CNY 5035.5 million
KR87 | Concept/Early Planning |  | 33.86 | 126.2226 | South Korea | Asia | 1 | 600 | Not Decided | USD 2200 million
CN6C | Pre-Construction | 23.96 | 22.8303 | 116.6911 | China | Asia | 1 | 150 | Not Decided | CNY 3391.97 million
JP84 | Concept/Early Planning | 37.58 | 36.2937 | 136.192 | Japan | Asia | 1 | 350 | Rotor diameter: 174-220m; Hub height: 110-150m ; Maximum height: 197-260m
CN7P | Concept/Early Planning | 36.03 | 33.5133 | 120.9501 | China | Asia | 1 | 200 | Not Decided
CN7T | Concept/Early Planning | 26.07 | 33.4291 | 121.0886 | China | Asia | 1 | 150 | Not Decided
CN7U | Concept/Early Planning | 33.48 | 33.3688 | 121.1048 | China | Asia | 1 | 200 | Not Decided
CN7Q | Concept/Early Planning | 52.74 | 33.4209 | 120.9644 | China | Asia | 1 | 300 | Not Decided
TW34 | Concept/Early Planning | 127.83 | 24.1595 | 119.6997 | Taiwan | Asia | 1 | 552 | Not Decided
KR0G | Concept/Early Planning |  | 34.6556 | 128.2484 | South Korea | Asia | 1 | 224 | 두산중공업 / DS205-8MW
DK1T | Concept/Early Planning |  | 57.2637 | 7.8043 | Denmark | Europe | 2 | 1050 | Not Decided
DK0Q | Concept/Early Planning | 76.79 | 54.808 | 12.5652 | Denmark | Europe | 2 | 500 | Two project layouts include 25-50 turbines of 10-20 MW, max rotor diameter of 270m, max tip height of 325m.
IT50 | Concept/Early Planning | 136.0958 | 40.5549 | 18.3275 | Italy | Europe | 2 | 1176 | Not Decided
JP37 | Concept/Early Planning | 4.47 | 39.2254 | 141.9964 | Japan | Asia | 1 |  | Not Decided
JP05 | Fully Commissioned | 0.07 | 35.8823 | 140.7365 | Japan | Asia | 1 | 14 | Subaru 80/2.0 (Fuji Heavy Industries) | JPY 4200 million
JP17 | Fully Commissioned | 0.11973 | 35.9082 | 140.7177 | Japan | Asia | 1 | 16 | HTW2.0-80 (Hitachi Ltd ) | JPY 4800 million
JP68 | Concept/Early Planning | 26.62 | 33.5844 | 129.9436 | Japan | Asia | 1 | 408.5 | Not Decided
JP89 | Concept/Early Planning |  | 33.5583 | 129.9943 | Japan | Asia | 1 | 200 | Not Decided
JP2N | Concept/Early Planning |  | 33.5829 | 129.8827 | Japan | Asia | 1 | 676.2 | Not Decided
SE08 | Fully Commissioned | 1.81 | 56.9848 | 17.0195 | Sweden | Europe | 2 | 48 | V112-3.0 MW Offshore (MHI Vestas Offshore Wind) | EUR 120 million
NO55 | Fully Commissioned | 0.49 | 59.163 | 5.1807 | Norway | Europe | 2 | 10 | Not Decided
NO25 | Fully Commissioned | 3.7564 | 59.149 | 5.0098 | Norway | Europe | 2 | 10 | Not Decided
JP09 | Concept/Early Planning | 6.7268 | 35.9031 | 140.7364 | Japan | Asia | 1 | 180.5 | The plan is to install 19 wind turbines with an output of about 8 MW. Previously, 36 turbines ( MW) were planned. | JPY 49000 million
DE33 | Partial Generation/Under Construction | 17.34 | 54.4891 | 7.6955 | Germany | Europe | 2 | 342 | SG 8.0-167 DD (Siemens Gamesa), Power boosted to 9 MW. The 81-meter long blades will be recyclable i.e. enable the recycling of the composite parts into new products at the end of project lifecycle
JP67 | Concept/Early Planning | 279.69 | 39.7365 | 139.9778 | Japan | Asia | 1 | 400 | 42 maximum turbines assuming a single output of 9.525 to 15 MW (plan submitted in method book).
JP1D | Concept/Early Planning | 53.9559 | 39.8453 | 139.9719 | Japan | Asia | 1 | 400 | Not Decided
DK0M | Development Zone | 113.41 | 56.3514 | 11.2602 | Denmark | Europe | 2 | 495 | Not Decided
SE23 | Consent Authorised | 21.9974 | 56.8288 | 12.3433 | Sweden | Europe | 2 | 282 | Not Decided
SE62 | Concept/Early Planning | 177.31 | 56.7988 | 12.0032 | Sweden | Europe | 2 | 1200 | Possibility for >20 MW turbines
VN0L | Concept/Early Planning |  | 10.7846 | 108.1063 | Vietnam | Asia | 1 | 900 | Not Decided
FI01 | Decommissioned | 1.63 | 65.6527 | 24.5419 | Finland | Europe | 2 | 15 | WWD-3-100 (WinWinD) | EUR 50 million
FI17 | Decommissioned | 0.92 | 65.6559 | 24.5136 | Finland | Europe | 2 | 15 | WWD-3-100 (WinWinD)
FI19 | Decommissioned |  | 65.6383 | 24.524 | Finland | Europe | 2 | 0 | Not Decided | EUR 2.5 million
UK12 | Fully Commissioned | 9.95 | 51.4604 | 1.0939 | United Kingdom | Europe | 2 | 90 | V90-3.0 MW Offshore (Vestas) | GBP 105 million
UK60 | Fully Commissioned | 8.28 | 51.4507 | 1.08 | United Kingdom | Europe | 2 | 49.5 | V112-3.3 MW Offshore (MHI Vestas Offshore Wind) | GBP 150 million
US4N | Decommissioned |  | 29.6985 | -81.6656 | United States | North America | 5 | 0.125 | Keuka 1:1000 prototype (Keuka Energy)
VN1Q | Pre-Construction | 73.6492 | 8.5157 | 104.7891 | Vietnam | Asia | 1 | 100 | GE turbines expected to be used. | VND 5.519e+006 million
VN1R | Concept/Early Planning | 73.6492 | 8.5157 | 104.7891 | Vietnam | Asia | 1 | 200 | Not Decided
VN63 | Development Zone |  | 9.177 | 104.7761 | Vietnam | Asia | 1 | 189 | Not Decided
VN62 | Development Zone |  | 9.0951 | 104.7795 | Vietnam | Asia | 1 | 264 | Not Decided
VN64 | Development Zone |  | 9.3458 | 104.8059 | Vietnam | Asia | 1 | 85 | Not Decided
VN65 | Development Zone |  | 9.4242 | 104.8107 | Vietnam | Asia | 1 | 346 | Not Decided
AZ04 | Concept/Early Planning |  | 40.6991 | 49.8486 | Azerbaijan | Asia | 1 | 240 | Not Decided
IE17 | Concept/Early Planning | 439.91 | 52.6505 | -5.975 | Ireland | Europe | 2 | 500 | Not Decided
UK2H | Fully Commissioned | 1.1756 | 57.0057 | -1.8811 | United Kingdom | Europe | 2 | 2 | V80-2.0 MW (Vestas) | GBP 23 million
UK4N | Fully Commissioned | 24.1841 | 57.0067 | -1.8539 | United Kingdom | Europe | 2 | 48 | V164-9.5 MW (MHI Vestas Offshore Wind), Tower height 91.9 m, Blade Length 82 m. Blade width 5.4 m. | GBP 400 million
IE43 | Concept/Early Planning |  | 51.4682 | -8.2606 | Ireland | Europe | 2 | 1000 | Not Decided
JP1U | Concept/Early Planning |  | 33.6303 | 135.1292 | Japan | Asia | 1 | 450 | Not Decided
JP43 | Consent Authorised | 27.61 | 33.9728 | 130.7409 | Japan | Asia | 1 | 220 | V174-9.5 MW (MHI Vestas Offshore Wind), V174-9.6 MW turbine will now be used. Rotor diameter 174m, hub height 112-116m, total height 199-203m. | JPY 175000 million
JP52 | Development Zone |  | 34.0431 | 130.7623 | Japan | Asia | 1 | 500 | Not Decided
JP47 | Fully Commissioned | 3.38 | 34.0553 | 130.7179 | Japan | Asia | 1 | 3 | SCD 3MW (Aerodyn Engineering GmbH), Hyosung 4.4MW(cancelled)
JP14 | Decommissioned |  | 33.9583 | 130.7614 | Japan | Asia | 1 | 2 | JSW J82 2MW (Japan Steel Works) | JPY 3040 million
US1Y | Consent Application Submitted |  | 36.339 | -75.1271 | United States | North America | 5 | 800 | Not Decided | USD 2500 million
US6H | Concept/Early Planning |  | 36.339 | -75.1271 | United States | North America | 5 | 800 | Not Decided | USD 2500 million
US6I | Concept/Early Planning |  | 36.339 | -75.1271 | United States | North America | 5 | 800 | Not Decided | USD 2500 million
DK2O | Concept/Early Planning | 83.2108 | 56.0655 | 11.5622 | Denmark | Europe | 2 | 585 | Not Decided
FI27 | Concept/Early Planning | 222.4422 | 62.7439 | 20.6726 | Finland | Europe | 2 | 1400 | Not Decided | EUR 2000 million
DK37 | Fully Commissioned | 182.53 | 55.0358 | 12.9393 | Denmark | Europe | 2 | 605 | SG 8.0-167 DD (Siemens Gamesa) | DKK 7700 million
SE01 | Consent Authorised | 62.7543 | 55.0702 | 13.1034 | Sweden | Europe | 2 | 640 | Vattenfall's preference is 9-16 MW turbines, although studies have been conducted for up to 20 MW. The Natura 2000 permit application covers 40-50 turbines with tip height up to 280m. | SEK 15000 million
DK0N | Development Zone | 178.82 | 55.1545 | 12.7938 | Denmark | Europe | 2 | 1005 | Not Decided
KR45 | Concept/Early Planning |  | 33.2965 | 126.1389 | South Korea | Asia | 1 | 12 | Not Decided
JP2O | Concept/Early Planning |  | 40.4821 | 141.9793 | Japan | Asia | 1 |  | Not Decided
JP92 | Development Zone | 423.03 | 40.2395 | 142.0047 | Japan | Asia | 1 |  | Not Decided
SE84 | Concept/Early Planning | 554.5872 | 56.9453 | 17.6274 | Sweden | Europe | 2 | 2150 | Not Decided
VN1K | Concept/Early Planning |  | 18.0825 | 106.8663 | Vietnam | Asia | 1 | 498 | Not Decided | VND 2.2161e+007 million
VN1N | Concept/Early Planning |  | 17.8193 | 106.7807 | Vietnam | Asia | 1 | 150 | Not Decided | VND 5.206e+006 million
VN1O | Concept/Early Planning |  | 17.7424 | 106.7766 | Vietnam | Asia | 1 | 200 | Not Decided | VND 8.687e+006 million
VN1L | Concept/Early Planning |  | 18.1447 | 106.5495 | Vietnam | Asia | 1 | 30 | Not Decided | VND 1.103e+006 million
VN1M | Concept/Early Planning |  | 18.2012 | 106.8049 | Vietnam | Asia | 1 | 270 | Not Decided | VND 9.924e+006 million
JP71 | Concept/Early Planning |  | 32.5563 | 129.152 | Japan | Asia | 1 |  | Not Decided
JP90 | Concept/Early Planning |  | 32.5367 | 129.1516 | Japan | Asia | 1 | 1000 | Not Decided
JP12 | Fully Commissioned |  | 33.66 | 130.3767 | Japan | Asia | 1 | 0.006 | Wind Lens (test stage) (RIAMWIND Corp.)
VN87 | Concept/Early Planning |  | 10.9689 | 108.7489 | Vietnam | Asia | 1 | 3500 | Not Decided | USD 10000 million
DK1X | Concept/Early Planning |  | 57.3243 | 11.4033 | Denmark | Europe | 2 | 540 | Not Decided
NL1I | Development Zone | 1423.0352 | 53.226 | 3.9647 | Netherlands | Europe | 2 | 4000 | Not Decided
TW35 | Concept/Early Planning | 117.58 | 24.2305 | 119.8567 | Taiwan | Asia | 1 | 582.9 | Not Decided
TW36 | Concept/Early Planning | 108.61 | 24.2246 | 119.9974 | Taiwan | Asia | 1 | 570 | Not Decided
FI29 | Concept/Early Planning | 460.9597 | 63.7939 | 21.8431 | Finland | Europe | 2 | 1800 | Not Decided
TW37 | Partial Generation/Under Construction | 61.42 | 24.175 | 119.8327 | Taiwan | Asia | 1 | 294.8 | SG 8.0-167 DD (Siemens Gamesa), 167m-diameter rotor and 81.5m-long aerodynamic blades, each turbine will have a swept area of 21,900m².
SE51 | Concept/Early Planning | 144.6008 | 58.6404 | 17.6828 | Sweden | Europe | 2 | 2046 | Developers expect 22 MW to be representative of industry by time of project realisation.
SE52 | Concept/Early Planning | 166.3895 | 58.5047 | 17.3461 | Sweden | Europe | 2 | 2310 | Developers expect 22 MW to be representative of industry by time of project realisation.
ES97 | Concept/Early Planning | 21.8903 | 28.9394 | -13.5017 | Spain | Europe | 2 | 50 | Estimate: Haliade-X 12 MW (GE Energy), Ocean Winds plans to deploy GE's Haliade-X unit, but it is not yet confirmed. Tower height: 130 m. Blade length: 117 m. Rotor diameter: 240 m. Weight of the nacelle-rotor set: up to 760 tons.
CN8L | Development Zone |  | 36.0733 | 120.5616 | China | Asia | 1 | 600 | Not Decided | CNY 10000 million
CN70 | Fully Commissioned | 70.5378 | 38.9994 | 118.8053 | China | Asia | 1 | 300 | SWT-4.0-130 (Siemens) | CNY 5280 million
CN1X | Consent Authorised | 85.52 | 39.006 | 118.9436 | China | Asia | 1 | 300 | Not Decided | CNY 5539 million
BB01 | Development Zone |  | 12.99 | -59.489 | Barbados | Central America and the Caribbean | #N/A |  | Not Decided
IE40 | Concept/Early Planning | 497.7166 | 52.8075 | -5.7776 | Ireland | Europe | 2 | 1000 | Not Decided
US6V | Concept/Early Planning | 346.3657 | 39.3031 | -73.4623 | United States | North America | 5 | 1725 | Not Decided
CN5E | Consent Authorised | 96 | 18.4506 | 108.6297 | China | Asia | 1 | 600 | Not Decided
AU26 | Concept/Early Planning | 4126.4142 | -33.0196 | 115.2841 | Australia | Australasia | 4 | 3000 | Not Decided
NL27 | Decommissioned | 0.04 | 52.7969 | 5.1189 | Netherlands | Europe | 2 | 2 | NedWind 40/500 (NedWind) | GBP 4.4 million
UK1E | Fully Commissioned |  | 56.1737 | -3.0193 | United Kingdom | Europe | 2 | 7 | S7.0-171 (Samsung Heavy Industries) | GBP 13.1 million
CNK1 | Consent Authorised |  | 26.0305 | 119.9751 | China | Asia | 1 | 700 | Not Decided
PL92 | Concept/Early Planning | 78.4 | 55.0536 | 16.6319 | Poland | Europe | 2 | 383 | Not Decided
PL94 | Concept/Early Planning | 329.61 | 55.3649 | 16.9025 | Poland | Europe | 2 | 1648.05 | Not Decided
PL95 | Concept/Early Planning | 135.36 | 54.4295 | 15.1123 | Poland | Europe | 2 | 676.8 | Not Decided
PL96 | Concept/Early Planning | 73.57 | 55.6552 | 17.7852 | Poland | Europe | 2 | 800 | Not Decided
PL97 | Concept/Early Planning | 145.84 | 54.4812 | 15.877 | Poland | Europe | 2 | 729.2 | Not Decided
PL98 | Concept/Early Planning | 0.24 | 54.4528 | 15.9309 | Poland | Europe | 2 |  | Not Decided
PL99 | Concept/Early Planning | 0.24 | 54.3713 | 15.1562 | Poland | Europe | 2 | 14 | Not Decided
PL0A | Concept/Early Planning | 5.48 | 54.3987 | 15.215 | Poland | Europe | 2 | 27.4 | Not Decided
PL0B | Concept/Early Planning | 34.69 | 54.4867 | 15.3528 | Poland | Europe | 2 | 173.45 | Not Decided
PL0C | Concept/Early Planning | 38.73 | 54.4714 | 15.4302 | Poland | Europe | 2 | 193.65 | Not Decided
EE05 | Concept/Early Planning | 172.5659 | 57.9632 | 23.988 | Estonia | Europe | 2 | 960 | Not Decided
DK83 | Concept/Early Planning | 91.87 | 55.1187 | 9.8183 | Denmark | Europe | 2 | 160 | 11-27 wind turbines at a maximum height of 250 meters. | DKK 1600 million
SE05 | Fully Commissioned | 6.88 | 55.5129 | 12.782 | Sweden | Europe | 2 | 110.4 | SWT-2.3-93 (Siemens) | SEK 1800 million
UK13 | Fully Commissioned | 38.31 | 53.1905 | 0.4916 | United Kingdom | Europe | 2 | 270 | SWT-3.6-120 (Siemens) | GBP 1000 million
IT0J | Concept/Early Planning |  | 36.0073 | 13.929 | Italy | Europe | 2 | 1020 | Not Decided
IE58 | Concept/Early Planning |  | 53.6316 | -5.7975 | Ireland | Europe | 2 |  | Not Decided
LT12 | Development Zone | 74.76 | 56.0047 | 19.5452 | Lithuania | Europe | 2 |  | Not Decided
LT13 | Development Zone | 602.14 | 55.8977 | 20.3942 | Lithuania | Europe | 2 |  | Not Decided
LT14 | Development Zone | 114.85 | 55.8932 | 20.8847 | Lithuania | Europe | 2 |  | Not Decided
LT11 | Concept/Early Planning | 136.15 | 55.9354 | 20.4721 | Lithuania | Europe | 2 | 700 | Not Decided | EUR 2180 million
LT15 | Concept/Early Planning |  | 55.8688 | 20.2726 | Lithuania | Europe | 2 | 700 | Not Decided
CN5V | Concept/Early Planning |  | 23.7032 | 117.9811 | China | Asia | 1 | 400 | Not Decided
CN5W | Concept/Early Planning |  | 23.686 | 117.9817 | China | Asia | 1 | 400 | Not Decided
CN5X | Consent Authorised |  | 23.6687 | 117.9817 | China | Asia | 1 | 402 | Estimate: GW154-6.7MW (Goldwind), 45xGW154-6.7MW and 14xDEW-D7000-186 | CNY 9260 million
CNB4 | Concept/Early Planning |  | 23.6528 | 117.9821 | China | Asia | 1 | 400 | Not Decided
CNB5 | Concept/Early Planning |  | 23.6355 | 117.9827 | China | Asia | 1 | 400 | Not Decided
CNB6 | Concept/Early Planning |  | 23.6183 | 117.9827 | China | Asia | 1 | 400 | Not Decided
UK5M | Concept/Early Planning | 48.6386 | 51.337 | -5.4472 | United Kingdom | Europe | 2 | 100 | Not Decided
UK5N | Concept/Early Planning | 48.5675 | 51.3347 | -5.2657 | United Kingdom | Europe | 2 | 100 | Not Decided
UK95 | Concept/Early Planning | 413.5265 | 51.1131 | -5.8018 | United Kingdom | Europe | 2 | 300 | Not Decided
IE52 | Concept/Early Planning | 465.5839 | 52.5367 | -6.0848 | Ireland | Europe | 2 | 750 | Not Decided
DK2F | Concept/Early Planning |  | 54.4206 | 11.6531 | Denmark | Europe | 2 | 253 | Not Decided
DK1L | Concept/Early Planning | 48.5163 | 54.6564 | 11.2 | Denmark | Europe | 2 | 260 | Offshore wind turbine project includes 9-42 offshore wind turbines of 7.2-20 MW with a park capacity of between 130-260 MW. The individual offshore wind turbine will have a maximum total height of 300 m.
UK14 | Fully Commissioned | 106.9 | 51.6268 | 1.4952 | United Kingdom | Europe | 2 | 630 | SWT-3.6-120 (Siemens) | EUR 2420 million
CN27 | Concept/Early Planning | 175.5654 | 37.9329 | 120.5309 | China | Asia | 1 | 300 | Not Decided
CN30 | Fully Commissioned | 63.3011 | 33.3087 | 121.1316 | China | Asia | 1 | 200 | GW 109/2500 (Goldwind) | CNY 3470 million
CN7R | Fully Commissioned | 52.14 | 33.5015 | 121.2363 | China | Asia | 1 | 302.4 | Estimate: GW184-6.45MW (Goldwind) | CNY 5563.14 million
CN3K | Fully Commissioned | 63.0847 | 33.2826 | 121.2626 | China | Asia | 1 | 200 | GW130-2.5MW (Goldwind) | CNY 3651.48 million
CND6 | Concept/Early Planning |  | 25.1885 | 119.6197 | China | Asia | 1 | 4 | Not Decided
CN3B | Fully Commissioned | 0.85 | 25.2346 | 119.5357 | China | Asia | 1 | 16 | SWT-4.0-130 (Siemens) | CNY 329 million
CN99 | Under Construction | 23.5363 | 25.245 | 119.516 | China | Asia | 1 | 220 | SWT-4.0-130 (Siemens) | CNY 4198.17 million
CN0W | Under Construction | 27.48 | 25.2617 | 119.5829 | China | Asia | 1 | 180 | SWT-4.0-130 (Siemens) | CNY 3783.5 million
CN07 | Fully Commissioned | 8.31 | 32.5348 | 121.2053 | China | Asia | 1 | 32 | SL3000/113 (Sinovel), 2*W2000/93 (Shanghai Electric - Aerodyn), 2*UP82-1500 (Guodian United Power), 1*SE9320III-S3 (Sany Group), 1*MY2.5-100 SCD (MingYang), 2*MY1.5-82 (MingYang), 1*H 102-2.0MW (CSIC Haizhuang Windpower Equipment), 1*GW 109/2500 (Goldwind), 1*GW-82/1500 (Goldw | CNY 541.65 million
CN2E | Fully Commissioned | 4.01 | 32.5299 | 121.2276 | China | Asia | 1 | 49.2 | EN-4.0-136 (Envision Energy), 1*MingYang SCD 6.5MW (MingYang), 2*H171-5.0MW (CSIC Haizhuang Windpower Equipment), 1*DEW-5.5MW-140 (Dongfang Electric) | CNY 789.39 million
CN0M | Fully Commissioned | 47.9435 | 33.6006 | 121.0495 | China | Asia | 1 | 301.5 | EN-148/4.5 (Envision Energy) | CNY 5556.66 million
PH13 | Concept/Early Planning |  | 13.5357 | 120.58 | Philippines | Asia | 1 | 600 | Not Decided
PH14 | Concept/Early Planning |  | 14.1845 | 121.7609 | Philippines | Asia | 1 | 475 | Not Decided
UK15 | Fully Commissioned | 7.88 | 53.1367 | 0.45216 | United Kingdom | Europe | 2 | 97.2 | SWT-3.6-107 (Siemens) | GBP 150 million
DK2K | Concept/Early Planning | 18.1819 | 56.2065 | 12.1924 | Denmark | Europe | 2 | 550 | Not Decided
UK6O | Concept/Early Planning | 753.5392 | 56.0141 | -6.674 | United Kingdom | Europe | 2 | 2000 | Not Decided | GBP 5989 million
KR99 | Concept/Early Planning | 4.8601 | 34.7328 | 126.2651 | South Korea | Asia | 1 | 96 | Estimate: SG 8.0-167 DD (Siemens Gamesa) | KRW 195000 million
UK6M | Concept/Early Planning | 100.4114 | 58.7948 | -6.3634 | United Kingdom | Europe | 2 | 495 | Not Decided
US4M | Concept/Early Planning | 39.3116 | 43.3875 | -69.3638 | United States | North America | 5 | 144 | Not Decided
BR62 | Concept/Early Planning | 526.0287 | -2.5104 | -41.5225 | Brazil | South America | 3 | 2010 | Not Decided
PH11 | Concept/Early Planning |  | 14.5303 | 120.8327 | Philippines | Asia | 1 | 1248 | Not Decided
LK02 | Development Zone |  | 8.7854 | 79.6588 | Sri Lanka | Asia | 1 |  | Not Decided
ES98 | Concept/Early Planning | 78.4835 | 36.8722 | -1.8397 | Spain | Europe | 2 | 300 | Not Decided
BR38 | Concept/Early Planning | 614.7058 | -4.8928 | -36.0281 | Brazil | South America | 3 | 2011.5 | Not Decided
BR28 | Concept/Early Planning | 920.7586 | -21.8839 | -40.587 | Brazil | South America | 3 | 3000 | Not Decided
IT46 | Concept/Early Planning | 273.112 | 44.073 | 13.2528 | Italy | Europe | 2 | 840 | Not Decided
SE83 | Concept/Early Planning | 517.7342 | 58.1617 | 10.5755 | Sweden | Europe | 2 | 2300 | 10 MW: RD 210 m, TH 230 m 30 MW: RD 330 m, TH 350 m
LV09 | Development Zone | 417.67 | 56.1039 | 20.1377 | Latvia | Europe | 2 |  | Not Decided
LV10 | Development Zone | 113.46 | 56.1193 | 20.6416 | Latvia | Europe | 2 |  | Not Decided
LV11 | Development Zone | 381.48 | 56.8801 | 20.7226 | Latvia | Europe | 2 |  | Not Decided
LV12 | Development Zone | 655.35 | 57.1238 | 20.9436 | Latvia | Europe | 2 |  | Not Decided
LV13 | Development Zone | 201.95 | 57.8534 | 23.9756 | Latvia | Europe | 2 |  | Not Decided
BR69 | Concept/Early Planning | 681.5421 | -33.1916 | -52.3523 | Brazil | South America | 3 | 5220 | Estimate: V236-15.0 MW (Vestas), Cited in the FCA application but not confirmed.
ES0O | Concept/Early Planning |  | 27.9089 | -15.9209 | Spain | Europe | 2 | 254 | Not Decided
KR30 | Consent Application Submitted | 21.48 | 35.2513 | 129.2738 | South Korea | Asia | 1 | 540 | Not Decided | KRW 2.2e+006 million
UK6I | Concept/Early Planning | 683.7719 | 58.1621 | -0.62257 | United Kingdom | Europe | 2 | 3000 | Not Decided | GBP 9985 million
VN28 | Concept/Early Planning | 31.13 | 9.7813 | 106.6614 | Vietnam | Asia | 1 | 29.7 | GW 155-3.3MW (Goldwind) | USD 52.8 million
VN88 | Concept/Early Planning | 31.13 | 9.7813 | 106.6614 | Vietnam | Asia | 1 | 95 | Not Decided | USD 167.2 million
US5P | Development Zone |  | 41.0192 | -71.403 | United States | North America | 5 |  | Not Decided
US4Q | Consent Application Submitted | 318.2401 | 40.7972 | -70.3508 | United States | North America | 5 | 1209 | Not Decided
US6G | Consent Application Submitted | 197.2801 | 40.6664 | -70.5218 | United States | North America | 5 | 1200 | Not Decided
CNK0 | Consent Authorised |  | 26.0592 | 119.8704 | China | Asia | 1 | 300 | Not Decided
ES0H | Concept/Early Planning |  | 42.2826 | 3.4266 | Spain | Europe | 2 | 50 | Update September 2022: 3-4 turbines to be used (previously 5 planned).
FR75 | Development Zone | 295.5694 | 43.0046 | 3.5447 | France | Europe | 2 | 280 | Not Decided | EUR 700 million
FR82 | Development Zone | 674.8537 | 42.9013 | 3.9757 | France | Europe | 2 | 280 | Not Decided | EUR 700 million
FR78 | Development Zone | 295.5702 | 43.0046 | 3.5447 | France | Europe | 2 | 500 | Not Decided | EUR 1500 million
FR89 | Development Zone | 674.8531 | 42.9013 | 3.9757 | France | Europe | 2 | 500 | Not Decided | EUR 1500 million
IT48 | Concept/Early Planning | 2423.1725 | 37.9321 | 11.4314 | Italy | Europe | 2 | 2793 | Not Decided | EUR 9000 million
DE07 | Fully Commissioned | 39.8008 | 54.3922 | 7.7041 | Germany | Europe | 2 | 288 | SWT-3.6-120 (Siemens) | EUR 1200 million
TW38 | Partial Generation/Under Construction | 107.02 | 24.1544 | 119.9457 | Taiwan | Asia | 1 | 605.2 | SG 8.0-167 DD (Siemens Gamesa), 167m-diameter rotor and 81.5m-long aerodynamic blades, each turbine will have a swept area of 21,900m². | DKK 11400 million
PL91 | Concept/Early Planning | 81.25 | 54.9528 | 16.3125 | Poland | Europe | 2 | 406.25 | Not Decided
DE26 | Fully Commissioned | 39.326 | 54.0431 | 6.5537 | Germany | Europe | 2 | 396 | Haliade 150-6MW (GE Energy) | EUR 1600 million
UK7J | Concept/Early Planning |  | 50.6309 | -5.3063 | United Kingdom | Europe | 2 | 300 | Not Decided
TW39 | Concept/Early Planning | 131.71 | 24.0829 | 119.7561 | Taiwan | Asia | 1 | 760 | Not Decided
TW40 | Concept/Early Planning | 106.67 | 24.0811 | 119.8939 | Taiwan | Asia | 1 | 760 | Not Decided
AU03 | Concept/Early Planning | 8428.46 | -29.5386 | 114.5989 | Australia | Australasia | 4 | 1100 | Not Decided
DK08 | Fully Commissioned | 0.36284 | 55.6899 | 12.67 | Denmark | Europe | 2 | 40 | B76/2000 (Bonus) | EUR 44.89 million
JP2Q | Concept/Early Planning |  | 43.01 | 140.2977 | Japan | Asia | 1 | 931 | Not Decided
IT55 | Concept/Early Planning | 102.1661 | 38.758 | 16.9588 | Italy | Europe | 2 | 675 | Not Decided
CN9W | Fully Commissioned |  | 23.0423 | 116.5411 | China | Asia | 1 | 7.25 | Not Decided
CN8O | Consent Authorised |  | 22.4064 | 116.549 | China | Asia | 1 | 500 | Not Decided | CNY 9362.75 million
CN8P | Consent Authorised |  | 22.6369 | 116.4512 | China | Asia | 1 | 500 | Not Decided | CNY 9362.75 million
CN6P | Under Construction | 80.98 | 20.9121 | 111.6008 | China | Asia | 1 | 505.2 | MYSE11-230 (MingYang) | CNY 9002.29 million
CN9B | Under Construction | 53.21 | 21.2405 | 111.6085 | China | Asia | 1 | 300.4 | MySE6.45-180 (MingYang), 2*MySE8.3-180 (MingYang) | CNY 5858.05 million
IN23 | Concept/Early Planning |  | 9.1831 | 79.4117 | India | Asia | 1 | 24 | Not Decided
ES78 | Concept/Early Planning |  | 27.7992 | -15.3221 | Spain | Europe | 2 | 50 | Based on the proposed EIA, Haliade-X unit can be deployed for this project. | EUR 187.5 million
US4X | Consent Application Submitted | 162.5472 | 38.3488 | -74.7611 | United States | North America | 5 | 808.5 | Estimate: Haliade-X 14 MW (GE Energy), As of November 2021, US Wind is in commercial negotiations with GE for this project. | USD 1375 million
UK5A | Concept/Early Planning | 497.4776 | 53.721 | -3.9232 | United Kingdom | Europe | 2 | 1500 | Not Decided
IE34 | Concept/Early Planning | 51.5494 | 52.519 | -10.276 | Ireland | Europe | 2 | 400 | Turbine capacity will be between 15-20MW each
IE35 | Concept/Early Planning |  | 52.5546 | -10.5806 | Ireland | Europe | 2 | 1100 | Turbine capacity will be between 15-20MW each
UK40 | Fully Commissioned | 295.62 | 58.1883 | -2.7204 | United Kingdom | Europe | 2 | 950 | V164-9.5 MW (MHI Vestas Offshore Wind) | GBP 2600 million
UK77 | Consent Authorised | 226.05 | 58.0972 | -3.0071 | United Kingdom | Europe | 2 | 882 | SG 14-222 DD (Siemens Gamesa), Power boost to 14.7 MW | GBP 2000 million
UK5B | Concept/Early Planning | 125.6385 | 53.7995 | -3.6065 | United Kingdom | Europe | 2 | 480 | Not Decided | GBP 1370 million
UK5C | Concept/Early Planning | 322.2073 | 53.9963 | -3.9937 | United Kingdom | Europe | 2 | 1500 | Not Decided
US0Y | Development Zone | 325.4119 | 35.5694 | -121.8453 | United States | North America | 5 | 1000 | Not Decided
US0Z | Development Zone | 324.6023 | 35.5276 | -121.6928 | United States | North America | 5 | 1000 | Not Decided
US0X | Development Zone | 323.9827 | 35.6546 | -121.9791 | United States | North America | 5 | 1000 | Not Decided
UK97 | Concept/Early Planning | 869.6318 | 56.6567 | -0.87354 | United Kingdom | Europe | 2 | 2907 | Not Decided | GBP 6785 million
UK7F | Concept/Early Planning |  | 50.7573 | -5.0721 | United Kingdom | Europe | 2 | 300 | Not Decided
ES0E | Concept/Early Planning | 0.48828 | 43.4574 | -2.8827 | Spain | Europe | 2 | 2.5 | Not Decided
UK6C | Concept/Early Planning | 204.8569 | 57.4189 | -0.56831 | United Kingdom | Europe | 2 | 798 | Not Decided | GBP 2004 million
JP65 | Consent Application Submitted |  | 33.4893 | 129.7757 | Japan | Asia | 1 | 7.5 | Not Decided
ES60 | Concept/Early Planning |  | 28.0483 | -15.3501 | Spain | Europe | 2 | 10 | Not Decided
KR65 | Concept/Early Planning |  | 35.2931 | 129.9885 | South Korea | Asia | 1 | 420 | Not Decided | KRW 2.52e+006 million
KR85 | Concept/Early Planning |  | 35.3237 | 130.0787 | South Korea | Asia | 1 | 440 | Not Decided | KRW 2.64e+006 million
KR90 | Concept/Early Planning |  | 35.2455 | 130.065 | South Korea | Asia | 1 | 440 | Not Decided | KRW 2.64e+006 million
JP2H | Concept/Early Planning | 73.7572 | 38.1356 | 139.348 | Japan | Asia | 1 | 475 | Not Decided
JP1Q | Concept/Early Planning |  | 38.1663 | 139.3063 | Japan | Asia | 1 | 600 | Not Decided
JP1J | Concept/Early Planning | 73.8363 | 38.1356 | 139.348 | Japan | Asia | 1 | 720 | Not Decided
JP1X | Concept/Early Planning | 48.6288 | 38.1424 | 139.3507 | Japan | Asia | 1 | 700 | Single unit output: 13,000 kW to 15,000 kW, Number of units: Max. 53 units
JP77 | Concept/Early Planning | 69.39 | 38.1482 | 139.3585 | Japan | Asia | 1 | 400 | Not Decided
JP1W | Concept/Early Planning | 73.4641 | 38.1357 | 139.3479 | Japan | Asia | 1 | 600 | Maximum 40 units (single unit output: 9,500 to 16,000 kW)
GR65 | Concept/Early Planning |  | 38.548 | 26.2623 | Greece | Europe | 2 |  | Not Decided | EUR 9.8 million
GR66 | Concept/Early Planning |  | 38.4076 | 25.9125 | Greece | Europe | 2 |  | Not Decided | EUR 9.8 million
MT05 | Concept/Early Planning |  | 36.0547 | 14.1581 | Malta | Europe | 2 |  | Not Decided | EUR 9.8 million
ES81 | Concept/Early Planning |  | 27.6545 | -18.079 | Spain | Europe | 2 |  | Not Decided | EUR 9.8 million
JP56 | Concept/Early Planning | 140.84 | 41.0159 | 141.1836 | Japan | Asia | 1 | 800 | Based on the developers' response to METI's examination, MHI Vestas is estimated to be the preferred supplier for this project. | JPY 200000 million
VN0B | Development Zone |  | 14.1658 | 109.2452 | Vietnam | Asia | 1 | 1000 | Not Decided
DE3C | Development Zone | 148.9771 | 54.6505 | 6.0617 | Germany | Europe | 2 | 2000 | Not Decided
DE3I | Development Zone | 31.0413 | 54.5923 | 6.0777 | Germany | Europe | 2 | 500 | Not Decided
DE3D | Development Zone | 192.1066 | 54.7333 | 6.374 | Germany | Europe | 2 | 2000 | Not Decided
DE3O | Development Zone | 147.9416 | 54.861 | 6.3696 | Germany | Europe | 2 | 1500 | Not Decided
DE3E | Development Zone | 193.2926 | 54.7677 | 6.1618 | Germany | Europe | 2 | 2000 | Not Decided
DE3J | Development Zone | 187.072 | 54.8731 | 6.1208 | Germany | Europe | 2 | 2000 | Not Decided
DE3K | Development Zone | 79.6508 | 54.9916 | 6.1842 | Germany | Europe | 2 | 1000 | Not Decided
DE3F | Development Zone | 50.2645 | 54.9943 | 6.3157 | Germany | Europe | 2 | 500 | Not Decided
DE3Q | Development Zone | 91.5042 | 55.0701 | 6.3262 | Germany | Europe | 2 | 1000 | Not Decided
DE3R | Development Zone | 194.8747 | 55.1115 | 6.4535 | Germany | Europe | 2 | 2000 | Not Decided
DE3Z | Development Zone | 144.946 | 54.7815 | 5.0772 | Germany | Europe | 2 | 2000 | Not Decided
DE4B | Development Zone | 138.1307 | 54.9713 | 5.0634 | Germany | Europe | 2 | 2000 | Not Decided
DE4D | Development Zone | 145.4967 | 55.165 | 5.3999 | Germany | Europe | 2 | 2000 | Not Decided
DE4E | Development Zone | 140.2746 | 55.3406 | 5.5821 | Germany | Europe | 2 | 2000 | Not Decided
DE4H | Development Zone | 81.8484 | 55.1124 | 5.0402 | Germany | Europe | 2 | 1000 | Not Decided
DE4I | Development Zone | 152.4093 | 55.314 | 4.5613 | Germany | Europe | 2 | 2000 | Not Decided
DE4J | Development Zone | 69.4986 | 55.2913 | 4.6839 | Germany | Europe | 2 | 1000 | Not Decided
DE4L | Development Zone | 57.9197 | 55.179 | 5.1999 | Germany | Europe | 2 | 1000 | Not Decided
DE4M | Development Zone | 28.3079 | 55.2236 | 5.1382 | Germany | Europe | 2 | 2000 | Not Decided
DE4O | Development Zone | 169.7595 | 55.7254 | 3.6472 | Germany | Europe | 2 | 2000 | Not Decided
DE4P | Development Zone | 180.2487 | 55.8071 | 3.7676 | Germany | Europe | 2 | 2000 | Not Decided
DE4Q | Development Zone | 167.6972 | 55.821 | 3.4867 | Germany | Europe | 2 | 2000 | Not Decided
DE4U | Development Zone | 67.3086 | 55.252 | 4.765 | Germany | Europe | 2 | 1000 | Not Decided
DE4W | Development Zone | 252.8156 | 54.3867 | 5.9635 | Germany | Europe | 2 | 2000 | Not Decided
DE2Q | Development Zone | 29.0532 | 54.0257 | 6.849 | Germany | Europe | 2 | 420 | Not Decided
DE2R | Development Zone | 32.8573 | 54.0457 | 6.7723 | Germany | Europe | 2 | 480 | Not Decided
DE2U | Development Zone | 55.55 | 55.0649 | 6.9296 | Germany | Europe | 2 |  | Not Decided
DE2V | Development Zone | 43.8098 | 54.2659 | 5.9536 | Germany | Europe | 2 | 630 | Not Decided
DE2W | Development Zone | 15.8427 | 54.3606 | 5.8454 | Germany | Europe | 2 | 270 | Not Decided
DE2X | Development Zone | 58.4012 | 54.2883 | 6.2236 | Germany | Europe | 2 | 930 | Turbine specs are according to Vattenfall turbine supply and installation tender documents. Nominal capacity at least 14.5 MW; Hub height 161m; Interface height 18.07m (MSL); Weight of a full tower of approx. 1371mt with a height of approx. 139.1m (excl.
DE3A | Development Zone | 157.4592 | 54.4458 | 5.7693 | Germany | Europe | 2 | 2000 | Not Decided
DE3B | Development Zone | 157.3705 | 54.4874 | 5.6764 | Germany | Europe | 2 | 2000 | Not Decided
DE3S | Development Zone | 106.7078 | 54.5506 | 5.88 | Germany | Europe | 2 | 1500 | Not Decided
SE1B | Concept/Early Planning | 356.3405 | 60.8175 | 18.2718 | Sweden | Europe | 2 | 1000 | Not Decided
EE13 | Concept/Early Planning |  | 58.208 | 22.4871 | Estonia | Europe | 2 |  | SWT-4.0-120 (Siemens), Originally planned to use Enercon E-82 (2 MW). Updated application plans for SWT-4.0-120.
ES57 | Concept/Early Planning | 0.43832 | 43.4656 | -2.8818 | Spain | Europe | 2 | 2 | Not Decided
UK56 | Under Construction | 105.11 | 56.2677 | -2.2501 | United Kingdom | Europe | 2 | 448 | SG 8.0-167 DD (Siemens Gamesa), 36-41 m air gap, hub height 119-125 LAT. | GBP 2000 million
NL1S | Development Zone | 376.8892 | 53.3958 | 3.2301 | Netherlands | Europe | 2 | 2000 | Not Decided
NL1H | Development Zone | 220.2339 | 53.3257 | 3.2163 | Netherlands | Europe | 2 | 2000 | Not Decided
NL1T | Development Zone | 249.3122 | 53.1355 | 3.1879 | Netherlands | Europe | 2 | 2000 | Not Decided
FR56 | Consent Authorised |  | 43.3123 | 4.9171 | France | Europe | 2 | 10 | Not Decided
FR46 | Decommissioned |  | 43.4114 | 4.8695 | France | Europe | 2 | 0.6 | Vertical Axis Wind Turbine
FR32 | Fully Commissioned |  | 43.4114 | 4.8695 | France | Europe | 2 | 0.6 | Estimate: Prototype model of THE TWINFLOAT | EUR 9 million
UK7N | Concept/Early Planning | 3.4649 | 58.1466 | 1.5321 | United Kingdom | Europe | 2 | 25 | Not Decided
PL90 | Concept/Early Planning | 106.54 | 54.9936 | 17.1821 | Poland | Europe | 2 | 532.7 | Not Decided
SE91 | Concept/Early Planning |  | 57.4531 | 17.3398 | Sweden | Europe | 2 | 2000 | Not Decided
NL0Y | Development Zone |  | 53.4797 | 3.1657 | Netherlands | Europe | 2 | 1500 | Not Decided
NL0Z | Development Zone |  | 53.4651 | 3.1657 | Netherlands | Europe | 2 | 1500 | Not Decided
NL1A | Development Zone |  | 53.4503 | 3.1656 | Netherlands | Europe | 2 | 1500 | Not Decided
NL1B | Development Zone |  | 53.4354 | 3.1656 | Netherlands | Europe | 2 | 1500 | Not Decided
NL1C | Development Zone |  | 53.4206 | 3.1655 | Netherlands | Europe | 2 | 1500 | Not Decided
NL1D | Development Zone |  | 53.4059 | 3.1655 | Netherlands | Europe | 2 | 1500 | Not Decided
EE03 | Consent Application Submitted | 12.61 | 59.3208 | 23.5459 | Estonia | Europe | 2 | 234 | Not Decided | EUR 600 million
US3Z | Consent Application Submitted | 8.76 | 43.7148 | -69.3165 | United States | North America | 5 | 12 | Hub height of 123m. 11 MW turbine tentatively selected (as of 12 September 2022). | USD 166.7 million
AU15 | Concept/Early Planning |  | -32.9709 | 151.9953 | Australia | Australasia | 4 | 3000 | Not Decided
FR92 | Concept/Early Planning |  | 43.3074 | 4.9039 | France | Europe | 2 | 6 | Not Decided
JP78 | Concept/Early Planning |  | 34.1198 | 132.4652 | Japan | Asia | 1 | 6 | SCD 6MW (Aerodyn Engineering GmbH)
CNC6 | Pre-Construction |  | 32.2818 | 122.1886 | China | Asia | 1 | 16.6 | MySE8.3-180 (MingYang), Update September 2022: two 8.3 MW Mingyang turbines will be used. Previously the plan was to use two 7.5 MW units for this project.
DE3L | Decommissioned |  | 54.1523 | 13.5509 | Germany | Europe | 2 | 0.2 | Not Decided
VN1B | Development Zone |  | 8.5389 | 104.861 | Vietnam | Asia | 1 | 3000 | Not Decided
VN59 | Development Zone |  | 8.785 | 104.7699 | Vietnam | Asia | 1 | 173 | Not Decided
VN0A | Development Zone |  | 13.8694 | 109.3459 | Vietnam | Asia | 1 | 1000 | Not Decided
VN0I | Development Zone |  | 11.5419 | 109.1534 | Vietnam | Asia | 1 | 1800 | Not Decided
VN0J | Development Zone |  | 11.4681 | 109.2117 | Vietnam | Asia | 1 | 2000 | Not Decided
VN0G | Development Zone |  | 11.573 | 109.1836 | Vietnam | Asia | 1 | 1600 | Not Decided
DK44 | Fully Commissioned | 4.98 | 56.6699 | 8.2442 | Denmark | Europe | 2 | 28 | SWT-7.0-154 (Siemens Gamesa) | DKK 300 million
SE66 | Concept/Early Planning | 269.5149 | 55.8642 | 16.3949 | Sweden | Europe | 2 | 1300 | Not Decided
FI33 | Concept/Early Planning |  | 60.1187 | 21.0055 | Finland | Europe | 2 | 5000 | Not Decided
FI32 | Concept/Early Planning |  | 59.8338 | 20.4556 | Finland | Europe | 2 | 3000 | Not Decided
BE08 | Fully Commissioned | 22.25 | 51.6644 | 2.8165 | Belgium | Europe | 2 | 165 | V112-3.3 MW Offshore (MHI Vestas Offshore Wind) | EUR 620 million
SE26 | Decommissioned |  | 56.003 | 14.7415 | Sweden | Europe | 2 | 0.22 | Wind World W2500 - 220 kV (Wind World A/S), W25 - 220 kW | SEK 12 million
FR45 | Consent Authorised | 111.8 | 46.875 | -2.5137 | France | Europe | 2 | 496 | SG 8.0-167 DD (Siemens Gamesa)
FO01 | Concept/Early Planning | 3.9939 | 61.9617 | -6.5408 | Faroe Is. | Europe | 2 | 120 | Not Decided | ISK 1900 million
UK3Y | Concept/Early Planning |  | 55.579 | -6.5157 | United Kingdom | Europe | 2 | 500 | Not Decided
IT91 | Concept/Early Planning |  | 39.0204 | 9.1162 | Italy | Europe | 2 | 795 | Not Decided
IT92 | Concept/Early Planning |  | 39.0134 | 9.6662 | Italy | Europe | 2 | 600 | Not Decided
DK1Z | Concept/Early Planning |  | 56.4653 | 11.251 | Denmark | Europe | 2 | 650 | Not Decided
DE20 | Fully Commissioned | 3.4362 | 53.835 | 8.1692 | Germany | Europe | 2 | 110.7 | 6.2M126 (Senvion) | EUR 410 million
ES0C | Concept/Early Planning | 1184.1281 | 44.1285 | -8.4464 | Spain | Europe | 2 | 525 | Not Decided
ES0D | Concept/Early Planning | 1185.9007 | 44.1285 | -8.4464 | Spain | Europe | 2 | 675 | Not Decided
NO37 | Development Zone | 139.81 | 64.8944 | 10.5039 | Norway | Europe | 2 | 300 | Not Decided
DK88 | Concept/Early Planning | 17.62 | 55.6559 | 12.8618 | Denmark | Europe | 2 | 160 | Two types of wind turbine: 5.5-6.5 MW and 9.5-10 MW height: 200-220 m.
DE28 | Fully Commissioned | 29.7885 | 53.9816 | 6.8173 | Germany | Europe | 2 | 332.1 | 6.2M126 (Senvion) | EUR 1200 million
DE06 | Fully Commissioned | 35.3534 | 54.4446 | 7.6822 | Germany | Europe | 2 | 295.2 | 6.2M126 (Senvion) | EUR 1300 million
DK0V | Development Zone | 377.4151 | 56.5492 | 6.2643 | Denmark | Europe | 2 | 1000 | Not Decided
DK1E | Development Zone | 283.58 | 55.8231 | 6.2916 | Denmark | Europe | 2 | 1000 | Not Decided
DK0X | Development Zone | 396.89 | 56.6311 | 6.6724 | Denmark | Europe | 2 | 1000 | Not Decided
DK0W | Development Zone | 355.4351 | 56.303 | 6.4183 | Denmark | Europe | 2 | 1000 | Not Decided
DK0Y | Development Zone | 305.0593 | 56.7921 | 6.3226 | Denmark | Europe | 2 | 1000 | Not Decided
DK0Z | Development Zone | 322.1293 | 56.2972 | 6.0826 | Denmark | Europe | 2 | 1000 | Not Decided
DK1A | Development Zone | 335.0426 | 56.5322 | 7.0629 | Denmark | Europe | 2 | 1000 | Not Decided
DK1B | Development Zone | 319.1787 | 56.3227 | 6.848 | Denmark | Europe | 2 | 1000 | Not Decided
DK1C | Development Zone | 310.1003 | 56.08 | 6.5587 | Denmark | Europe | 2 | 1000 | Not Decided
DK1D | Development Zone | 302.5588 | 56.0353 | 6.0692 | Denmark | Europe | 2 | 1000 | Not Decided
DK0O | Development Zone | 2797.28 | 55.9773 | 7.3956 | Denmark | Europe | 2 | 3015 | Not Decided
DK49 | Development Zone | 827.865 | 56.1589 | 6.8302 | Denmark | Europe | 2 |  | Not Decided
DK0P | Development Zone | 756.0539 | 56.627 | 6.5659 | Denmark | Europe | 2 |  | Not Decided
UK69 | Consent Authorised | 725.25 | 53.0385 | 2.9416 | United Kingdom | Europe | 2 | 1800 | SG 14-236 DD (Siemens Gamesa)
UK67 | Consent Authorised | 592.07 | 52.8702 | 2.6999 | United Kingdom | Europe | 2 | 1800 | SG 14-236 DD (Siemens Gamesa)
FR74 | Development Zone | 227.5499 | 49.8761 | -0.78297 | France | Europe | 2 | 1000 | Not Decided | EUR 4000 million
SE73 | Concept/Early Planning | 14.13 | 58.6085 | 17.1213 | Sweden | Europe | 2 | 600 | Not Decided
IE23 | Concept/Early Planning | 584.0753 | 52.0021 | -7.2078 | Ireland | Europe | 2 | 800 | Not Decided | EUR 2000 million
UK6T | Concept/Early Planning | 71.5443 | 55.0384 | -5.663 | United Kingdom | Europe | 2 | 300 | Not Decided
UK6U | Concept/Early Planning | 56.7348 | 54.7577 | -5.3528 | United Kingdom | Europe | 2 | 100 | Not Decided
UK4J | Concept/Early Planning | 149.9617 | 51.7544 | 1.9007 | United Kingdom | Europe | 2 | 504 | Not Decided | GBP 1500 million
UK16 | Fully Commissioned | 9.64 | 53.4174 | -3.4483 | United Kingdom | Europe | 2 | 60 | V80-2.0 MW (Vestas) | GBP 81 million
IE12 | Concept/Early Planning | 226.97 | 53.6394 | -5.8914 | Ireland | Europe | 2 | 500 | Not Decided | EUR 1600 million
DE10 | Concept/Early Planning | 32.779 | 54.0377 | 6.7659 | Germany | Europe | 2 | 210 | Not Decided
DE2S | Concept/Early Planning | 17.31 | 54.0449 | 7.0621 | Germany | Europe | 2 | 225 | Not Decided
DE0O | Concept/Early Planning | 29.0443 | 54.0324 | 6.8428 | Germany | Europe | 2 | 400 | Not Decided | EUR 1037.4 million
DE2T | Concept/Early Planning | 23.11 | 54.068 | 6.8933 | Germany | Europe | 2 | 433 | Not Decided
BE04 | Fully Commissioned | 38.41 | 51.5269 | 3.0132 | Belgium | Europe | 2 | 369.6 | V164-8.0 MW (MHI Vestas Offshore Wind) | JPY 150000 million
PH06 | Concept/Early Planning |  | 18.353 | 120.5069 | Philippines | Asia | 1 | 100 | Not Decided
PH08 | Concept/Early Planning |  | 13.5449 | 120.745 | Philippines | Asia | 1 | 1500 | Not Decided
UK6L | Concept/Early Planning | 402.0039 | 58.8618 | -5.5399 | United Kingdom | Europe | 2 | 1500 | Not Decided
UK6N | Concept/Early Planning | 166.5707 | 58.4079 | -6.7888 | United Kingdom | Europe | 2 | 840 | Not Decided
KR96 | Concept/Early Planning |  | 34.2134 | 127.3302 | South Korea | Asia | 1 | 1000 | Not Decided
CNH3 | Concept/Early Planning | 280.6118 | 20.1381 | 109.2389 | China | Asia | 1 | 1200 | Not Decided
CNH4 | Development Zone | 129.8098 | 20.1362 | 109.1198 | China | Asia | 1 | 600 | Not Decided
CNH5 | Development Zone | 130.7428 | 20.1336 | 109.0597 | China | Asia | 1 | 600 | Not Decided
CNH6 | Development Zone | 114.7829 | 20.1299 | 108.9917 | China | Asia | 1 | 600 | Not Decided
CNH7 | Development Zone | 135.1701 | 20.1302 | 108.94 | China | Asia | 1 | 600 | Not Decided
BE12 | Fully Commissioned | 11.8 | 51.6868 | 2.7529 | Belgium | Europe | 2 | 219 | V164-9.5 MW (MHI Vestas Offshore Wind) | EUR 695 million
CNH2 | Development Zone | 95.1843 | 20.1393 | 109.4388 | China | Asia | 1 | 600 | Not Decided
BE02 | Fully Commissioned | 13.84 | 51.6194 | 2.9018 | Belgium | Europe | 2 | 216 | V112-3.0 MW Offshore (MHI Vestas Offshore Wind) | EUR 851 million
JP30 | Partial Generation/Under Construction | 3.6036 | 40.2005 | 139.9796 | Japan | Asia | 1 | 84 | V117-4.2 MW (Vestas) | JPY 60000 million
JP0E | Concept/Early Planning | 63.42 | 40.104 | 139.934 | Japan | Asia | 1 | 480 | Haliade-X 12 MW (GE Energy), Planned turbine single output: 12.6-14 MW
BR42 | Concept/Early Planning | 0.031114 | -12.9851 | -38.4294 | Brazil | South America | 3 | 3.4 | SG 3.4-132 (Siemens Gamesa)
IT0H | Concept/Early Planning | 90.4612 | 41.2483 | 10.0103 | Italy | Europe | 2 | 462 | Not Decided | EUR 1582 million
DK07 | Fully Commissioned | 25.93 | 54.5483 | 11.7136 | Denmark | Europe | 2 | 165.6 | SWT-2.3-82 (Siemens) | EUR 245 million
JP60 | Concept/Early Planning |  | 36.9679 | 137.4716 | Japan | Asia | 1 | 7.495 | HTW2.0-80 (Hitachi Ltd ) | JPY 5000 million
DE4V | Development Zone | 88.6943 | 54.8489 | 13.7747 | Germany | Europe | 2 | 1000 | Not Decided
DE2G | Development Zone | 17.1951 | 54.2735 | 11.9048 | Germany | Europe | 2 | 170 | Planned to test 10-12 turbines of 13-15 MW
US0N | Development Zone | 620.64 | 21.6875 | -158.509 | United States | North America | 5 |  | Not Decided
US0M | Development Zone | 1340.64 | 20.9937 | -157.8635 | United States | North America | 5 |  | Not Decided
ES99 | Concept/Early Planning |  | 39.2907 | 0.19778 | Spain | Europe | 2 | 6 | V90-3.0 MW Offshore (Vestas), 2x 3 MW Vestas turbines have been secured for this project. The turbines are being re-used from a previous project.
US5G | Consent Application Submitted | 276.9724 | 39.1223 | -74.2422 | United States | North America | 5 | 1100 | Haliade-X 12 MW (GE Energy), Ocean Wind will feature the Haliade-X 12 MW, with an option to use the 13-MW variant Recently a US federal Judge found that GE are banned from selling there Haliade-X turbines however 2 projects, Vineyard Wind 1 and Ocean Wind 1 both can go ahead using
US6F | Concept/Early Planning | 343.7313 | 39.0657 | -74.3789 | United States | North America | 5 | 1148 | Haliade-X 14 MW (GE Energy)
AU14 | Concept/Early Planning |  | -33.2918 | 115.5534 | Australia | Australasia | 4 | 2000 | Not Decided
AU09 | Concept/Early Planning |  | -37.0709 | 150.171 | Australia | Australasia | 4 | 1800 | Not Decided
AU08 | Concept/Early Planning |  | -34.549 | 151.1487 | Australia | Australasia | 4 | 2000 | Not Decided
AU07 | Concept/Early Planning |  | -33.1043 | 152.0345 | Australia | Australasia | 4 | 1800 | Not Decided
AU10 | Concept/Early Planning |  | -35.3807 | 150.6386 | Australia | Australasia | 4 | 1800 | Not Decided
US4W | Concept/Early Planning | 222.4606 | 33.4483 | -77.9669 | United States | North America | 5 | 650 | Not Decided
US7M | Concept/Early Planning | 229.6619 | 33.4438 | -77.8146 | United States | North America | 5 | 650 | Not Decided
DK1Q | Concept/Early Planning |  | 56.9619 | 5.9067 | Denmark | Europe | 2 | 2250 | Not Decided
IT52 | Concept/Early Planning | 204.557 | 39.791 | 18.5683 | Italy | Europe | 2 | 1350 | Not Decided
PT06 | Concept/Early Planning |  | 33.1324 | -16.4011 | Portugal | Europe | 2 | 10 | The project will feature Hexicon's twin turbine concept, with 2 x 5 MW turbines on one floating platform.
JP0Z | Concept/Early Planning | 120.5317 | 40.8613 | 140.2267 | Japan | Asia | 1 | 600 | Not Decided
NO38 | Development Zone | 76.03 | 61.9319 | 4.8264 | Norway | Europe | 2 | 300 | Not Decided
SE98 | Concept/Early Planning | 437.9871 | 60.8612 | 18.3108 | Sweden | Europe | 2 | 1750 | Not Decided
UK7O | Concept/Early Planning |  | 54.227 | -5.5259 | United Kingdom | Europe | 2 | 1300 | Not Decided
US7N | Concept/Early Planning | 907.2001 | 46.7224 | -125.0318 | United States | North America | 5 | 2000 | Not Decided
JP27 | Concept/Early Planning | 0.53 | 34.6282 | 138.2286 | Japan | Asia | 1 | 40.5 | Not Decided
DK73 | Consent Application Submitted | 32.17 | 55.0636 | 11.1083 | Denmark | Europe | 2 | 320 | Not Decided
IN06 | Concept/Early Planning |  | 18.5746 | 72.5978 | India | Asia | 1 | 10 | Not Decided
IN12 | Concept/Early Planning |  | 20.4303 | 72.7745 | India | Asia | 1 |  | Not Decided
UK7M | Concept/Early Planning | 6.2601 | 58.1222 | -0.56232 | United Kingdom | Europe | 2 | 105 | Not Decided
IE03 | Concept/Early Planning | 27.79 | 53.9184 | -6.068 | Ireland | Europe | 2 | 375 | Not Decided | EUR 950 million
UK17 | Fully Commissioned | 9.92 | 54.0883 | -3.437 | United Kingdom | Europe | 2 | 150 | 5M (Senvion) | EUR 552 million
JP86 | Concept/Early Planning |  | 36.3942 | 136.2853 | Japan | Asia | 1 | 200 | Rotor diameter: 160-220m ; Hub height: 110-150m
UK98 | Concept/Early Planning | 873.2946 | 56.6875 | -0.39173 | United Kingdom | Europe | 2 | 2610 | Not Decided | GBP 7074 million
DK78 | Fully Commissioned |  | 57.0629 | 8.884 | Denmark | Europe | 2 | 144 | Not Decided
IT0E | Concept/Early Planning |  | 38.0724 | 12.3107 | Italy | Europe | 2 | 600 | Not Decided
PH09 | Concept/Early Planning |  | 10.5614 | 122.4226 | Philippines | Asia | 1 | 510 | Not Decided
UK4Z | Concept/Early Planning | 499.6203 | 53.5684 | 1.2848 | United Kingdom | Europe | 2 | 1500 | Not Decided
JP69 | Concept/Early Planning | 189.33 | 34.5858 | 138.1097 | Japan | Asia | 1 | 650 | Not Decided
JP85 | Concept/Early Planning |  | 34.5963 | 138.9073 | Japan | Asia | 1 | 500 | Not Decided
JP82 | Concept/Early Planning | 121.06 | 33.8641 | 135.0482 | Japan | Asia | 1 | 750 | Not Decided
BR37 | Concept/Early Planning | 645.2251 | -2.709 | -41.4696 | Brazil | South America | 3 | 1395 | Estimate: V236-15.0 MW (Vestas)
DK0R | Concept/Early Planning | 25.4728 | 55.6814 | 10.6272 | Denmark | Europe | 2 | 280 | Two propose layouts for 14-22 turbines of 10-20 MW, up to 236 rotor diameter, 250 m tipheight.
US5W | Consent Application Submitted | 183.4572 | 40.9526 | -70.584 | United States | North America | 5 | 804 | Maximum rotor diameter of 255 m, max tip height 319 m, max tip clearance of 27 m. Installation with a jack-up vessel, anchored vessel, or DP vessel and components uspplied by feeder vessels.
ES0Q | Concept/Early Planning |  | 27.6765 | -15.5072 | Spain | Europe | 2 | 49.9 | Not Decided
BR48 | Concept/Early Planning |  | -3.4953 | -38.8427 | Brazil | South America | 3 | 15 | Project will include one 15 MW turbine and may also include up to two different turbines of varying models/capacities.
BR40 | Concept/Early Planning | 240.2243 | -4.9687 | -35.6924 | Brazil | South America | 3 | 624 | Not Decided
ES0F | Concept/Early Planning |  | 27.7566 | -15.777 | Spain | Europe | 2 | 225 | Not Decided
UK3C | Concept/Early Planning | 89.89 | 51.4724 | -5.1254 | United Kingdom | Europe | 2 | 180 | Not Decided
TW41 | Pre-Construction | 85.25 | 24.0179 | 119.7762 | Taiwan | Asia | 1 | 512 | SG 14-222 DD (Siemens Gamesa)
BR67 | Concept/Early Planning | 804.526 | -31.8641 | -51.2193 | Brazil | South America | 3 | 2700 | Estimate: V236-15.0 MW (Vestas), Specified in the FCA application, but not confirmed.
UK4V | Consent Application Submitted | 21.1947 | 58.6516 | -3.8497 | United Kingdom | Europe | 2 | 100 | Pentland (100 MW) will consist of 7 turbines - first one to be demonstrated in 2025 (see UK2U) and the remaining 6 to be deployed in 2026.
UK2U | Consent Authorised |  | 58.6516 | -3.8497 | United Kingdom | Europe | 2 | 15 | Not Decided
UK96 | Concept/Early Planning | 510.8355 | 50.9426 | -5.4878 | United Kingdom | Europe | 2 | 300 | Not Decided
VN61 | Development Zone |  | 9.0064 | 104.7829 | Vietnam | Asia | 1 | 64 | Not Decided
VN11 | Consent Authorised | 82.79 | 9.1907 | 105.9278 | Vietnam | Asia | 1 | 400 | 29-45 turbines in Phase 1A (200 MW). | VND 1.828e+007 million
VN39 | Concept/Early Planning | 109.74 | 9.3436 | 106.131 | Vietnam | Asia | 1 | 1000 | Not Decided
VN0D | Development Zone |  | 13.4095 | 109.3909 | Vietnam | Asia | 1 | 4500 | Not Decided
VN0F | Concept/Early Planning |  | 11.4053 | 109.0477 | Vietnam | Asia | 1 | 502 | Not Decided
CNA7 | Fully Commissioned |  | 25.6604 | 119.6679 | China | Asia | 1 | 33.5 | GW154-6.7MW (Goldwind) | CNY 676 million
AZ02 | Consent Application Submitted |  | 40.3797 | 50.4643 | Azerbaijan | Asia | 1 | 200 | Not Decided | USD 428.5 million
ES68 | Under Construction |  | 28.0484 | -15.382 | Spain | Europe | 2 | 0.225 | V29-225kW (Vestas) | EUR 4 million
SA01 | Concept/Early Planning |  | 27.8881 | 34.9282 | Saudi Arabia | Middle East | #N/A | 500 | Not Decided
ES53 | Fully Commissioned | 20.49 | 28.0369 | -15.3622 | Spain | Europe | 2 | 50 | Not Decided
ES0A | Concept/Early Planning |  | 28.637 | -15.5888 | Spain | Europe | 2 | 2 | Not Decided
SE89 | Concept/Early Planning | 439.945 | 65.3714 | 23.73 | Sweden | Europe | 2 | 1600 | Not Decided
PL88 | Concept/Early Planning | 136.67 | 54.5221 | 15.0944 | Poland | Europe | 2 | 611 | Not Decided
PL89 | Concept/Early Planning | 69.08 | 54.514 | 15.2911 | Poland | Europe | 2 | 611 | Not Decided
KR88 | Concept/Early Planning |  | 34.0393 | 126.9013 | South Korea | Asia | 1 | 500 | Not Decided | USD 2200 million
AU16 | Concept/Early Planning |  | -34.4095 | 151.0971 | Australia | Australasia | 4 | 8000 | Not Decided
SE79 | Concept/Early Planning | 149.6082 | 57.9643 | 10.9122 | Sweden | Europe | 2 | 800 | Two layouts presented: 49 turbines with TH: 340m RD 310m (20+MW), 75 turbines with TH:260m RD: 230m (15 MW).
DK47 | Decommissioned |  | 54.9564 | 11.1412 | Denmark | Europe | 2 | 0.03 | GAIA 0.011MW (GAIA-Wind)
SE80 | Concept/Early Planning | 32.4613 | 57.7946 | 11.1156 | Sweden | Europe | 2 | 200 | Two layouts presented: 12 turbines with TH: 340m RD 310m (20+MW), 19 turbines with TH:260m RD: 230m (15 MW).
BE16 | Development Zone | 238.5352 | 51.4731 | 2.4393 | Belgium | Europe | 2 | 1400 | Not Decided
BE14 | Development Zone | 45.9473 | 51.6211 | 2.5567 | Belgium | Europe | 2 | 700 | Not Decided
BE15 | Development Zone | 238.5352 | 51.4731 | 2.4393 | Belgium | Europe | 2 | 1400 | Not Decided
NL01 | Fully Commissioned | 21.62 | 52.5879 | 4.2238 | Netherlands | Europe | 2 | 120 | V80-2.0 MW (Vestas) | EUR 383 million
JP1C | Concept/Early Planning |  | 34.5244 | 138.6891 | Japan | Asia | 1 | 800 | Not Decided
BR57 | Concept/Early Planning | 673.5706 | -22.1453 | -40.7281 | Brazil | South America | 3 | 3010 | Estimate: SG 14-222 DD (Siemens Gamesa), Turbine model specified in the FCA application but not confirmed.
BR66 | Concept/Early Planning | 1577.1006 | -33.4348 | -52.3957 | Brazil | South America | 3 | 2490 | Not Decided
BR58 | Concept/Early Planning | 554.0173 | -4.7923 | -36.657 | Brazil | South America | 3 | 3010 | Estimate: SG 14-222 DD (Siemens Gamesa), Turbine model identified in the survey permit application.
BR65 | Concept/Early Planning | 426.1926 | -30.0236 | -49.842 | Brazil | South America | 3 | 2010 | Not Decided
BR53 | Concept/Early Planning | 718.2971 | -3.2655 | -38.7037 | Brazil | South America | 3 | 3012 | Estimate: SG 14-222 DD (Siemens Gamesa), Turbine specified in survey permit application.
BR54 | Concept/Early Planning | 471.4102 | -2.6983 | -41.4612 | Brazil | South America | 3 | 2520 | Estimate: SG 14-222 DD (Siemens Gamesa), Turbine model specified in site investigation permit application.
BR55 | Concept/Early Planning | 449.0084 | -20.8495 | -40.394 | Brazil | South America | 3 | 2520 | Estimate: SG 14-222 DD (Siemens Gamesa), Turbine model as specified in the survey license application.
BR60 | Concept/Early Planning | 913.1348 | -32.1755 | -51.6212 | Brazil | South America | 3 | 3010 | Estimate: SG 14-222 DD (Siemens Gamesa), Turbine model specified in the FCA application but not confirmed.
FR65 | Pre-Construction | 0.56 | 43.1888 | 4.7943 | France | Europe | 2 | 25.2 | SWT-8.0-154 (Siemens Gamesa) | EUR 224 million
CNG3 | Fully Commissioned |  | 30.7868 | 121.9203 | China | Asia | 1 | 45.5 | W6.5F-185 (Shanghai Electric)
IT0K | Concept/Early Planning |  | 41.2792 | 16.6586 | Italy | Europe | 2 | 1005 | Not Decided
IT0L | Concept/Early Planning |  | 41.247 | 16.6942 | Italy | Europe | 2 | 930 | Not Decided
CN8H | Concept/Early Planning |  | 25.2035 | 119.6071 | China | Asia | 1 | 348 | Not Decided
CN8U | Fully Commissioned | 35.99 | 32.1368 | 122.0389 | China | Asia | 1 | 250.5 | SWT-6.25-172 (Siemens), EN-161/5.2 (Envision Energy) | CNY 4600 million
CN8S | Fully Commissioned | 29.55 | 32.1176 | 122.1556 | China | Asia | 1 | 252.25 | SWT-6.25-172 (Siemens), EN-161/5.2 (Envision Energy) | CNY 4600 million
CN8T | Fully Commissioned | 41.36 | 32.0665 | 122.1639 | China | Asia | 1 | 304.2 | SWT-6.25-172 (Siemens), EN-161/5.2 (Envision Energy) | CNY 5500 million
CNC5 | Development Zone |  | 35.8448 | 120.9756 | China | Asia | 1 | 1000 | Not Decided | CNY 15000 million
CND0 | Development Zone |  | 35.821 | 120.9768 | China | Asia | 1 | 1000 | Not Decided | CNY 15000 million
CNJ4 | Concept/Early Planning |  | 21.3365 | 109.4442 | China | Asia | 1 | 550 | Not Decided
CNJ5 | Concept/Early Planning |  | 21.2956 | 109.4481 | China | Asia | 1 | 350 | Not Decided
BR13 | Concept/Early Planning | 961.22 | -21.591 | -40.3493 | Brazil | South America | 3 | 2960 | Bluefloat plans to use a 20 MW turbine model.
BR12 | Concept/Early Planning | 409.8901 | -21.143 | -40.4822 | Brazil | South America | 3 | 1240 | Bluefloat plans to use a 20 MW turbine model.
FI09 | Concept/Early Planning | 72.35 | 64.5796 | 24.0898 | Finland | Europe | 2 | 432 | Not Decided
UK18 | Fully Commissioned | 62.36 | 53.2766 | 0.84138 | United Kingdom | Europe | 2 | 573.3 | SWT-6.0-154 (Siemens), Power mode enables capacity of 6.3MW | GBP 1700 million
UK36 | Fully Commissioned | 56.2973 | 50.6704 | -0.27571 | United Kingdom | Europe | 2 | 400.2 | V112-3.45 MW Offshore (MHI Vestas Offshore Wind) | EUR 1900 million
UK4E | Concept/Early Planning | 266.979 | 50.6327 | -0.36602 | United Kingdom | Europe | 2 | 1200 | Not Decided
DE2O | Concept/Early Planning |  | 54.1513 | 11.9555 | Germany | Europe | 2 |  | Not Decided | EUR 32.31 million
IE33 | Concept/Early Planning |  | 52.9242 | -5.8372 | Ireland | Europe | 2 | 1600 | Not Decided
US7L | Concept/Early Planning | 289.7256 | 40.9588 | -124.6682 | United States | North America | 5 | 150 | Not Decided
BE05 | Fully Commissioned | 23.25 | 51.5913 | 2.9446 | Belgium | Europe | 2 | 309 | SWT-7.0-154 (Siemens Gamesa) | EUR 1100 million
FI02 | Fully Commissioned |  | 61.6246 | 21.353 | Finland | Europe | 2 | 2.3 | SWT-2.3-101 (Siemens) | EUR 8.5 million
US2S | Consent Application Submitted | 339.1201 | 41.1539 | -71.0805 | United States | North America | 5 | 704 | SG 11.0-200 DD (Siemens Gamesa), According to the Construction and Operations Plan, Revolution Wind could use up to 100 turbines with a total capacity of up to 704 MW in the lease area.
UK19 | Fully Commissioned | 9.73 | 53.379 | -3.6465 | United Kingdom | Europe | 2 | 90 | SWT-3.6-107 (Siemens) | GBP 190 million
DE21 | Fully Commissioned | 5.97 | 53.6924 | 6.4754 | Germany | Europe | 2 | 108 | SWT-3.6-120 (Siemens) | EUR 480 million
IT45 | Concept/Early Planning | 113.57 | 44.1227 | 12.7825 | Italy | Europe | 2 | 330 | Not Decided
BR17 | Concept/Early Planning | 532.4733 | -33.048 | -52.2059 | Brazil | South America | 3 | 1200 | Estimate: V236-15.0 MW (Vestas), Turbine model specified in the FCA application but not confirmed.
UK20 | Fully Commissioned | 18.34 | 54.756 | -3.7106 | United Kingdom | Europe | 2 | 174 | V90-3.0 MW Offshore (Vestas), Originally 60 turbines where going to be installed, however due to a installation fault on the wind farm there is only 58 turbines as 2 had to be decommisioned. | GBP 381 million
DK11 | Fully Commissioned | 33.901 | 54.5552 | 11.549 | Denmark | Europe | 2 | 207 | SWT-2.3-93 (Siemens) | EUR 450 million
EE32 | Concept/Early Planning | 170.9769 | 58.7492 | 22.0809 | Estonia | Europe | 2 |  | Not Decided
IT42 | Concept/Early Planning | 57.7266 | 44.4186 | 12.6292 | Italy | Europe | 2 | 200 | Project had previously indicated use of 6.45 MW Goldwind turbines. | EUR 333.33 million
IT43 | Concept/Early Planning | 203.4493 | 44.5295 | 12.6936 | Italy | Europe | 2 | 400 | Not Decided | EUR 666.67 million
DK2N | Concept/Early Planning | 49.955 | 55.1842 | 8.292 | Denmark | Europe | 2 | 500 | Not Decided
DK04 | Fully Commissioned | 0.05 | 56.6621 | 8.2207 | Denmark | Europe | 2 | 17.2 | SWT-2.3-93 (Siemens), Also using 4x V80-2.0MW turbines
CN5C | Fully Commissioned | 109.4964 | 32.665 | 121.9587 | China | Asia | 1 | 400 | SWT-4.0-146 (Siemens) | CNY 7167.02 million
CN4J | Fully Commissioned | 31.07 | 32.7253 | 121.3784 | China | Asia | 1 | 150 | H171-5.0MW (CSIC Haizhuang Windpower Equipment) | CNY 2715 million
CN9R | Fully Commissioned | 37.8105 | 32.8212 | 121.4735 | China | Asia | 1 | 200 | G4-146 (Shanghai Electric Wind Power Equipment Co., Ltd. (Sewind)) | CNY 3524 million
CN6K | Partial Generation/Under Construction | 50.3535 | 32.8149 | 121.5495 | China | Asia | 1 | 200 | H171-5.0MW (CSIC Haizhuang Windpower Equipment) | CNY 3521.12 million
CN5U | Fully Commissioned | 84.21 | 32.7994 | 121.6698 | China | Asia | 1 | 350 | H171-5.0MW (CSIC Haizhuang Windpower Equipment) | CNY 6400.04 million
CN5A | Fully Commissioned | 93.1443 | 32.7127 | 121.7481 | China | Asia | 1 | 300 | SWT-4.0-146 (Siemens) | CNY 5508 million
CN5D | Fully Commissioned | 90.6871 | 32.6475 | 121.8142 | China | Asia | 1 | 400 | SWT-4.0-146 (Siemens) | CNY 7099.16 million
CN5B | Fully Commissioned | 91.502 | 32.7598 | 121.9115 | China | Asia | 1 | 300 | H171-5.0MW (CSIC Haizhuang Windpower Equipment), 25*SWT-4.0-146 (Siemens) | CNY 5727.79 million
CN2Z | Fully Commissioned | 42.76 | 32.5163 | 121.2884 | China | Asia | 1 | 200 | SWT-4.0-130 (Siemens), 25*EN-4.0-136 (Envision Energy) | CNY 3200 million
EE42 | Concept/Early Planning | 68.5509 | 57.9824 | 23.0205 | Estonia | Europe | 2 | 1000 | Not Decided
EE41 | Concept/Early Planning | 65.2884 | 57.9387 | 22.9626 | Estonia | Europe | 2 | 1000 | Not Decided
CN4S | Concept/Early Planning |  | 27.5051 | 121.1293 | China | Asia | 1 | 150 | Not Decided
CNF1 | Concept/Early Planning |  | 27.4888 | 121.1288 | China | Asia | 1 | 452.4 | Not Decided
CNH0 | Concept/Early Planning |  | 36.69 | 121.5725 | China | Asia | 1 | 1500 | Not Decided
EE39 | Concept/Early Planning | 151.495 | 58.2194 | 21.1336 | Estonia | Europe | 2 | 2120 | Not Decided
EE11 | Concept/Early Planning | 166.37 | 58.135 | 21.6686 | Estonia | Europe | 2 | 1400 | Estimate: SWT-6.0-154 (Siemens), Developers awaiting decision on increased tip height to 310m to allow use of 14 MW turbines. | EEK 1700 million
EE18 | Concept/Early Planning | 102.3594 | 57.9452 | 22.9014 | Estonia | Europe | 2 | 1200 | Developers suggest up to 20 MW (tip height 400m, hub height 250 m, RD 300 m). Application indicates max number of 138 turbines.
EE19 | Concept/Early Planning | 115.8267 | 57.9596 | 23.021 | Estonia | Europe | 2 | 1200 | Developers suggest up to 20 MW (tip height 400m, hub height 250 m, RD 300 m). Application indicates max number of 137 turbines.
EE20 | Concept/Early Planning | 128.9958 | 57.9788 | 23.1533 | Estonia | Europe | 2 | 1200 | Developers suggest up to 20 MW (tip height 400m, hub height 250 m, RD 300 m). Application indicates max number of 133 turbines.
EE21 | Concept/Early Planning | 130.84 | 58.0117 | 23.3917 | Estonia | Europe | 2 | 1200 | Developers suggest up to 20 MW (tip height 400m, hub height 250 m, RD 300 m). Application indicates max number of 129 turbines.
EE33 | Concept/Early Planning |  | 58.0838 | 23.7782 | Estonia | Europe | 2 | 5980 | Not Decided
DK58 | Development Zone | 57.22 | 57.3311 | 10.6362 | Denmark | Europe | 2 | 200 | Not Decided
KR22 | Consent Authorised | 7.95 | 35.8673 | 126.5183 | South Korea | Asia | 1 | 98.9 | SG 4.2-145 (Siemens Gamesa), 8 x 4.5 MW turbines, 15 x 4.2 MW turbines. | KRW 480000 million
KR63 | Concept/Early Planning |  | 35.9098 | 126.423 | South Korea | Asia | 1 | 600 | Not Decided | KRW 3.7e+006 million
KR64 | Concept/Early Planning |  | 35.8917 | 126.426 | South Korea | Asia | 1 | 400 | Not Decided | KRW 2.3e+006 million
JP2E | Concept/Early Planning | 134.859 | 33.6125 | 129.848 | Japan | Asia | 1 | 400 | Not Decided
JP2B | Concept/Early Planning | 133.9846 | 33.6127 | 129.8483 | Japan | Asia | 1 | 400 | Maximum rotor diameter 222m, hub height up to 170m above sea level, maximum height of turbine 270m.
JP0P | Concept/Early Planning | 133.21 | 33.5615 | 129.7434 | Japan | Asia | 1 | 600 | Not Decided
ES87 | Concept/Early Planning |  | 27.8594 | -15.3503 | Spain | Europe | 2 | 49.9 | Estimate: Haliade-X 12 MW (GE Energy) | EUR 129.5 million
JP59 | Concept/Early Planning | 45.69 | 33.0059 | 129.3384 | Japan | Asia | 1 | 299.5 | Not Decided
FR36 | Under Construction | 102.26 | 48.8539 | -2.5369 | France | Europe | 2 | 496 | SG 8.0-167 DD (Siemens Gamesa), Turbines will be laid out in 7 lines of 3 to 14 turbines with gaps of 1300m between lines and 1000m between turbines. | EUR 2450 million
FR37 | Partial Generation/Under Construction | 78.54 | 47.1574 | -2.6058 | France | Europe | 2 | 480 | Haliade 150-6MW (GE Energy) | EUR 2000 million
JP99 | Concept/Early Planning | 0.13536 | 38.9681 | 139.8225 | Japan | Asia | 1 | 27.5 | Initial plans suggested turbine with single output of 4.2 MW to 4.8 MW.
JP04 | Fully Commissioned | 0.13536 | 38.9681 | 139.8225 | Japan | Asia | 1 | 10 | V80-2.0 MW (Vestas) | JPY 3000 million
JP50 | Fully Commissioned |  | 32.6705 | 128.9381 | Japan | Asia | 1 | 2 | HTW2.0-80 (Hitachi Ltd ) | JPY 1580 million
JP1T | Concept/Early Planning |  | 35.5923 | 140.7048 | Japan | Asia | 1 | 520 | Not Decided
UK5F | Concept/Early Planning |  | 57.5779 | -1.0634 | United Kingdom | Europe | 2 | 100 | It is likely that the turbines installed here will be in the 15-20 MW range.
ES0P | Concept/Early Planning |  | 27.6633 | -15.5308 | Spain | Europe | 2 | 49.9 | Not Decided
DK01 | Fully Commissioned | 0.12101 | 55.7205 | 10.5834 | Denmark | Europe | 2 | 23 | SWT-2.3-82 (Siemens) | EUR 31.97 million
ES95 | Concept/Early Planning | 44.6062 | 27.8392 | -15.338 | Spain | Europe | 2 | 238 | Not Decided
ES94 | Concept/Early Planning | 108.6565 | 43.953 | -7.989 | Spain | Europe | 2 | 490 | Not Decided
ES93 | Concept/Early Planning | 127.9535 | 43.9675 | -7.6736 | Spain | Europe | 2 | 490 | Not Decided
PH12 | Concept/Early Planning |  | 10.7201 | 122.8785 | Philippines | Asia | 1 | 500 | Not Decided
PH16 | Concept/Early Planning |  | 13.8011 | 120.8679 | Philippines | Asia | 1 | 593 | Not Decided
PH03 | Concept/Early Planning |  | 14.1249 | 123.1443 | Philippines | Asia | 1 | 600 | Not Decided
DE12 | Fully Commissioned | 47.1335 | 55.1996 | 6.8524 | Germany | Europe | 2 | 288 | SWT-4.0-130 (Siemens) | EUR 1200 million
NO31 | Development Zone | 260.04 | 70.9433 | 22.5512 | Norway | Europe | 2 | 300 | Not Decided
BR35 | Concept/Early Planning |  | -4.9883 | -35.8395 | Brazil | South America | 3 | 624 | Not Decided
IT53 | Concept/Early Planning |  | 38.7436 | 8.8022 | Italy | Europe | 2 | 555 | Not Decided
IT54 | Concept/Early Planning |  | 38.7365 | 8.5478 | Italy | Europe | 2 | 825 | Not Decided
IT96 | Concept/Early Planning |  | 37.7964 | 12.0626 | Italy | Europe | 2 | 500 | Estimate: Haliade-X 12 MW (GE Energy) | EUR 1428 million
IT0N | Concept/Early Planning | 609.9504 | 41.206 | 9.9643 | Italy | Europe | 2 | 2150 | Not Decided
IT0O | Concept/Early Planning | 385.7225 | 40.4865 | 7.8396 | Italy | Europe | 2 | 1350 | Not Decided
JP91 | Concept/Early Planning |  | 31.8195 | 130.1357 | Japan | Asia | 1 | 600 | Not Decided
IE05 | Concept/Early Planning | 143.0054 | 53.2883 | -10.019 | Ireland | Europe | 2 | 450 | Not Decided
UK23 | Fully Commissioned | 4.22 | 52.6457 | 1.7878 | United Kingdom | Europe | 2 | 60 | V80-2.0 MW (Vestas) | GBP 66.8 million
KR75 | Concept/Early Planning | 91.8907 | 35.331 | 125.9048 | South Korea | Asia | 1 | 224 | It was planned to install 40 x 5.5 MW turbines in 2019. | USD 975 million
KR97 | Concept/Early Planning | 91.8907 | 35.331 | 125.9048 | South Korea | Asia | 1 | 304 | Not Decided | USD 1324 million
IE47 | Concept/Early Planning | 302.9926 | 53.2684 | -5.9061 | Ireland | Europe | 2 | 800 | Not Decided
IT93 | Concept/Early Planning |  | 38.8795 | 8.1552 | Italy | Europe | 2 | 292 | Not Decided
PL93 | Concept/Early Planning | 198.73 | 55.4707 | 17.2364 | Poland | Europe | 2 | 993.65 | Not Decided
AU13 | Concept/Early Planning | 1270.4372 | -38.4492 | 147.5884 | Australia | Australasia | 4 | 1500 | Not Decided
UK44 | Partial Generation/Under Construction | 332.6184 | 56.5975 | -1.7172 | United Kingdom | Europe | 2 | 1140 | V164-10.0 MW (MHI Vestas Offshore Wind), Blade clearance 37-41m LAT, hub height 119-123 m LAT. Tower height 93 m. | GBP 3000 million
UK4P | Consent Authorised | 58.3224 | 56.5611 | -1.8666 | United Kingdom | Europe | 2 | 500 | Not Decided
BE07 | Fully Commissioned | 16.27 | 51.7186 | 2.7395 | Belgium | Europe | 2 | 235 | SG 8.0-167 DD (Siemens Gamesa) | EUR 627 million
BE06 | Fully Commissioned | 18.41 | 51.6342 | 2.8617 | Belgium | Europe | 2 | 252 | SG 8.0-167 DD (Siemens Gamesa) | EUR 673 million
SE24 | Decommissioned |  | 56.6471 | 12.8365 | Sweden | Europe | 2 | 0.0015 | SeaTwirl P3 (SeaTwirl)
SE36 | Fully Commissioned |  | 58.2762 | 11.4641 | Sweden | Europe | 2 | 0.03 | SeaTwirl S1 (SeaTwirl)
NO60 | Consent Authorised |  | 59.1794 | 5.4721 | Norway | Europe | 2 | 1 | SeaTwirl S2 (SeaTwirl), Height 55 m, clearance 15m. | SEK 70 million
BR30 | Concept/Early Planning |  | -6.2453 | -34.4822 | Brazil | South America | 3 |  | Not Decided
IN24 | Development Zone |  | 8.4408 | 78.2556 | India | Asia | 1 | 1000 | Not Decided
FR53 | Fully Commissioned | 1.15 | 47.2388 | -2.7789 | France | Europe | 2 | 8 | Not Decided
DE2Z | Development Zone | 28.7978 | 54.5346 | 6.3136 | Germany | Europe | 2 | 425 | Not Decided
UK6Q | Concept/Early Planning |  | 57.1702 | -2.0262 | United Kingdom | Europe | 2 | 2 | Not Decided | GBP 22 million
JP02 | Fully Commissioned | 0.01 | 42.4436 | 139.8391 | Japan | Asia | 1 | 1.32 | V47-660kW (Vestas) | USD 6.11 million
CN3Z | Concept/Early Planning |  | 38.6173 | 119.0151 | China | Asia | 1 | 500 | Not Decided
CNJ1 | Under Construction |  | 38.1949 | 119.0213 | China | Asia | 1 | 500 | Not Decided
CN7W | Under Construction |  | 38.2857 | 118.8971 | China | Asia | 1 | 501 | Not Decided | CNY 6685 million
CN01 | Fully Commissioned | 14.39 | 30.7702 | 121.9944 | China | Asia | 1 | 102 | SL3000/90 (Sinovel) | CNY 2365 million
CN9I | Consent Authorised |  | 22.1768 | 117.3518 | China | Asia | 1 | 1000 | Not Decided | CNY 19136.9 million
CN9J | Consent Authorised |  | 22.1581 | 117.3512 | China | Asia | 1 | 1000 | Not Decided | CNY 19136.9 million
CN9K | Consent Authorised |  | 22.1399 | 117.3494 | China | Asia | 1 | 1000 | Not Decided | CNY 19392.9 million
CN9L | Consent Authorised |  | 22.0814 | 117.4718 | China | Asia | 1 | 1000 | Not Decided | CNY 19019.8 million
CN9M | Consent Authorised |  | 22.0632 | 117.4738 | China | Asia | 1 | 1000 | Not Decided | CNY 19025 million
CN9N | Consent Authorised |  | 22.0443 | 117.4736 | China | Asia | 1 | 1000 | Not Decided | CNY 19025 million
CN9O | Consent Authorised |  | 22.0261 | 117.4727 | China | Asia | 1 | 500 | Not Decided | CNY 9408.82 million
CN9F | Consent Authorised |  | 22.267 | 117.25 | China | Asia | 1 | 1000 | Not Decided | CNY 19170.1 million
CN9G | Consent Authorised |  | 22.2469 | 117.2502 | China | Asia | 1 | 1000 | Not Decided | CNY 18185 million
CN9H | Consent Authorised |  | 22.2264 | 117.2498 | China | Asia | 1 | 1000 | Not Decided | CNY 19377.4 million
CN5S | Concept/Early Planning |  | 30.803 | 122.8477 | China | Asia | 1 | 25 | Estimate: G4-146 (Shanghai Electric Wind Power Equipment Co., Ltd. (Sewind))
CNE7 | Development Zone |  | 31.4313 | 122.4859 | China | Asia | 1 | 500 | Not Decided
CNE8 | Development Zone |  | 31.4147 | 122.4858 | China | Asia | 1 | 2300 | Not Decided
CNH1 | Consent Authorised |  | 30.5745 | 121.2995 | China | Asia | 1 | 300 | Not Decided
CN45 | Fully Commissioned | 19.85 | 30.9079 | 122.1133 | China | Asia | 1 | 100 | W4000-136-90 (Shanghai Electric Wind Power Equipment Co., Ltd. (Sewind)) | CNY 1573 million
CN3E | Fully Commissioned | 21.9963 | 30.9522 | 122.1339 | China | Asia | 1 | 100.8 | W3600-122-90 (Shanghai Electric Wind Power Equipment Co., Ltd. (Sewind)) | CNY 1900 million
PL81 | Concept/Early Planning | 53.26 | 54.4725 | 15.4124 | Poland | Europe | 2 | 383 | Not Decided
PL82 | Concept/Early Planning | 71.36 | 55.0596 | 16.4814 | Poland | Europe | 2 | 383 | Not Decided
UK5P | Concept/Early Planning | 300.9382 | 55.748 | -6.9237 | United Kingdom | Europe | 2 | 3000 | Not Decided
IE31 | Concept/Early Planning | 299.3439 | 52.3915 | -6.0609 | Ireland | Europe | 2 | 1000 | Not Decided
CNA3 | Fully Commissioned | 0.24 | 30.9229 | 122.1431 | China | Asia | 1 | 12.5 | SWT-6.25-172 (Siemens) | CNY 197 million
CN0R | Concept/Early Planning | 103.47 | 30.5468 | 121.6483 | China | Asia | 1 | 400 | Not Decided
CN3G | Concept/Early Planning | 46.32 | 30.5658 | 121.8245 | China | Asia | 1 | 200 | Not Decided
CN2Q | Concept/Early Planning | 41.98 | 30.5492 | 121.93 | China | Asia | 1 | 200 | Not Decided
CN72 | Fully Commissioned | 25.3184 | 30.7041 | 122.0216 | China | Asia | 1 | 282 | SWT-6.25-172 (Siemens) | CNY 5000 million
CN8B | Under Construction |  | 22.6668 | 116.3288 | China | Asia | 1 | 502 | Not Decided | CNY 7291.41 million
CN6D | Fully Commissioned | 147.4656 | 22.6668 | 116.3288 | China | Asia | 1 | 315.5 | MySE5.5-155 (MingYang), 16*SWT-7.0-154 (Siemens Gamesa) | CNY 6468 million
CNJ2 | Under Construction |  | 22.7381 | 116.4471 | China | Asia | 1 | 91 | Not Decided | CNY 1200 million
UK27 | Fully Commissioned | 34.97 | 53.1356 | 1.1475 | United Kingdom | Europe | 2 | 316.8 | SWT-3.6-107 (Siemens) | NOK 10000 million
UK4H | Consent Application Submitted | 93.35 | 53.167 | 1.1631 | United Kingdom | Europe | 2 | 317 | Not Decided
UK7U | Concept/Early Planning | 100.8258 | 60.4702 | -0.028118 | United Kingdom | Europe | 2 | 500 | Not Decided
UK7T | Concept/Early Planning | 361.2596 | 60.289 | -0.14141 | United Kingdom | Europe | 2 | 1800 | Not Decided
UK7S | Concept/Early Planning | 101.2099 | 60.1866 | -0.47928 | United Kingdom | Europe | 2 | 500 | Not Decided
CN9T | Consent Authorised | 51.43 | 33.6381 | 121.3142 | China | Asia | 1 | 300 | Not Decided | CNY 5765.46 million
CN9S | Fully Commissioned | 20.6952 | 33.5845 | 121.0373 | China | Asia | 1 | 103.5 | EN-148/4.5 (Envision Energy) | CNY 1869.59 million
CN0N | Consent Authorised | 53.63 | 33.6971 | 121.2844 | China | Asia | 1 | 300 | Not Decided | CNY 5746.16 million
JP2T | Concept/Early Planning | 115.357 | 42.7329 | 140.0064 | Japan | Asia | 1 | 1000 | Not Decided
JP2K | Concept/Early Planning | 183.4696 | 42.7307 | 139.9752 | Japan | Asia | 1 | 585 | Not Decided
JP94 | Concept/Early Planning | 1.69 | 34.0187 | 130.7111 | Japan | Asia | 1 | 9.9 | A 2-bladed downwind wind turbine will be used for this project.
IT95 | Concept/Early Planning |  | 37.842 | 12.0722 | Italy | Europe | 2 | 250 | Not Decided | EUR 741 million
IT0M | Consent Application Submitted | 283.3568 | 37.1627 | 13.2119 | Italy | Europe | 2 | 1200 | Not Decided
DK94 | Fully Commissioned |  | 57.0469 | 8.8839 | Denmark | Europe | 2 |  | SG 11.0-193 DD (Siemens Gamesa)
DK99 | Consent Authorised |  | 56.4392 | 8.1507 | Denmark | Europe | 2 |  | Not Decided
FI11 | Concept/Early Planning | 31.45 | 62.0745 | 21.1058 | Finland | Europe | 2 | 750 | Not Decided
KR71 | Concept/Early Planning |  | 34.9117 | 125.9018 | South Korea | Asia | 1 | 80 | Not Decided | KRW 300000 million
KR1G | Concept/Early Planning |  | 34.7776 | 125.7983 | South Korea | Asia | 1 | 3000 | Not Decided
KR74 | Concept/Early Planning |  | 34.9628 | 126.0018 | South Korea | Asia | 1 | 1500 | Not Decided | KRW 1.1e+007 million
KR55 | Pre-Construction |  | 34.7686 | 125.7284 | South Korea | Asia | 1 | 99 | Not Decided | KRW 484000 million
KR0Z | Concept/Early Planning |  | 34.6847 | 125.7572 | South Korea | Asia | 1 | 399 | Not Decided | KRW 2e+006 million
KR0Y | Concept/Early Planning |  | 34.6964 | 125.7044 | South Korea | Asia | 1 | 399 | Not Decided | KRW 2e+006 million
KR1E | Concept/Early Planning |  | 34.6171 | 125.7559 | South Korea | Asia | 1 | 400 | Not Decided | KRW 2e+006 million
KR0X | Concept/Early Planning |  | 34.7201 | 125.7122 | South Korea | Asia | 1 | 400 | Not Decided | KRW 2.36e+006 million
KR1A | Concept/Early Planning |  | 34.7061 | 125.8569 | South Korea | Asia | 1 | 99 | Not Decided | KRW 585000 million
KR0W | Concept/Early Planning |  | 34.7471 | 125.7201 | South Korea | Asia | 1 | 200 | Not Decided | KRW 1.182e+006 million
KR73 | Concept/Early Planning |  | 34.8813 | 125.8376 | South Korea | Asia | 1 | 33 | Not Decided | KRW 195000 million
KR32 | Concept/Early Planning | 101.02 | 34.5179 | 125.8665 | South Korea | Asia | 1 | 396 | Not Decided | KRW 2e+006 million
CN3L | Fully Commissioned | 23.7097 | 38.6679 | 117.6334 | China | Asia | 1 | 90 | G132-5.0MW (Siemens Gamesa) | CNY 1150 million
SE81 | Concept/Early Planning |  | 55.6415 | 12.9118 | Sweden | Europe | 2 | 300 | Not Decided | SEK 6000 million
SE56 | Concept/Early Planning | 503.7453 | 55.0935 | 13.7174 | Sweden | Europe | 2 | 1500 | Min clearance 30m. Rotor diameter and tip height are planning envelope maximum.
SE0A | Concept/Early Planning | 1057.4279 | 58.5783 | 19.8431 | Sweden | Europe | 2 | 2000 | Not Decided
US4Z | Consent Application Submitted | 24.349 | 38.5928 | -74.6405 | United States | North America | 5 | 120 | Haliade-X 12 MW (GE Energy), Due to a recent ruling in the US all Haliade-X have been banned from making, using, offering for sale, selling, importing or installing in the US except for 2 projects Vineyard and Ocean Wind 1 meaning that Skipjack will most likely have to change turbi | USD 720 million
US6Z | Concept/Early Planning | 82.193 | 38.5574 | -74.6722 | United States | North America | 5 | 846 | Haliade-X 14 MW (GE Energy), Due to a recent ruling in the US all Haliade-X have been banned from making, using, offering for sale, selling, importing or installing in the US except for 2 projects Vineyard and Ocean Wind 1 meaning that Skipjack will most likely have to change turbi
DK63 | Development Zone | 65.61 | 55.0794 | 11.2144 | Denmark | Europe | 2 | 200 | Not Decided
IE13 | Fully Commissioned | 0.37 | 53.2292 | -9.2642 | Ireland | Europe | 2 |  | Not Decided
VN38 | Fully Commissioned | 11.35 | 9.2367 | 105.8599 | Vietnam | Asia | 1 | 30 | GW 155-3.3MW (Goldwind) | VND 1.3e+006 million
VN66 | Concept/Early Planning | 11.35 | 9.2367 | 105.8599 | Vietnam | Asia | 1 | 30 | Estimate: Goldwind | VND 1.65e+006 million
VN67 | Concept/Early Planning | 11.35 | 9.2367 | 105.8599 | Vietnam | Asia | 1 | 38 | V150-4.2 MW (Vestas) | VND 2.089e+006 million
VN43 | Development Zone | 36.53 | 9.4549 | 106.2841 | Vietnam | Asia | 1 | 150 | Not Decided
VN44 | Development Zone | 26.03 | 9.4981 | 106.3174 | Vietnam | Asia | 1 | 100 | Not Decided
VN45 | Concept/Early Planning | 9.13 | 9.385 | 106.1874 | Vietnam | Asia | 1 | 40 | Not Decided
VN93 | Fully Commissioned |  | 9.303 | 106.1337 | Vietnam | Asia | 1 | 29.4 | V150-4.2 MW (Vestas) | VND 1.42e+006 million
VN94 | Pre-Construction |  | 9.303 | 106.1337 | Vietnam | Asia | 1 | 90 | Estimate: V150-4.2 MW (Vestas), Vestas, based on phase 1's use of V150-4.2 MW turbines. | VND 4.2e+006 million
SE74 | Concept/Early Planning | 17.48 | 58.5748 | 17.1082 | Sweden | Europe | 2 | 600 | Not Decided
SE1C | Consent Application Submitted | 194.7295 | 55.6439 | 17.1164 | Sweden | Europe | 2 | 2000 | Not Decided
UK1G | Pre-Construction | 593.21 | 54.9899 | 2.2286 | United Kingdom | Europe | 2 | 1400 | SG 14-222 DD (Siemens Gamesa) | GBP 3000 million
DK2P | Concept/Early Planning | 21.8399 | 56.6285 | 11.6305 | Denmark | Europe | 2 | 285 | Not Decided
BR52 | Concept/Early Planning | 577.3746 | -3.3722 | -38.5395 | Brazil | South America | 3 | 3000 | Estimate: V236-15.0 MW (Vestas), Turbine model stated in survey licence application.
BR56 | Concept/Early Planning | 470.4856 | -21.6205 | -40.4344 | Brazil | South America | 3 | 3000 | Estimate: V236-15.0 MW (Vestas), Turbine model specified in investigation permit application.
BR59 | Concept/Early Planning | 539.8399 | -32.503 | -52.0276 | Brazil | South America | 3 | 3000 | Estimate: V236-15.0 MW (Vestas), Turbine model indicated in site survey permit application.
NO39 | Development Zone | 1358.22 | 57.4204 | 3.5336 | Norway | Europe | 2 | 1500 | Not Decided
NO40 | Development Zone | 2573.27 | 56.7833 | 4.9183 | Norway | Europe | 2 | 1500 | Not Decided
NO66 | Development Zone | 2573.27 | 56.7833 | 4.9183 | Norway | Europe | 2 | 1500 | Not Decided
EE22 | Concept/Early Planning | 121.95 | 58.0613 | 21.7399 | Estonia | Europe | 2 | 1200 | Developers suggest up to 20 MW (tip height 400m, hub height 250 m, RD 300 m). Application indicates max number of 127 turbines.
EE23 | Concept/Early Planning | 126.82 | 57.938 | 21.7343 | Estonia | Europe | 2 | 1200 | Developers suggest up to 20 MW (tip height 400m, hub height 250 m, RD 300 m). Application indicates max number of 130 turbines.
SE75 | Development Zone | 0.79821 | 58.3833 | 11.1374 | Sweden | Europe | 2 | 10 | The unit design features twin turbines.
US2T | Pre-Construction | 55.44 | 41.0888 | -71.1333 | United States | North America | 5 | 132 | SG 11.0-200 DD (Siemens Gamesa) | USD 713.22 million
IE27 | Concept/Early Planning | 419.16 | 52.5915 | -5.9331 | Ireland | Europe | 2 | 1330 | Not Decided | EUR 2000 million
NZ04 | Concept/Early Planning | 222.1488 | -40.1118 | 173.9124 | New Zealand | Australasia | 4 | 1000 | Not Decided
KR0I | Concept/Early Planning |  | 34.9642 | 128.8507 | South Korea | Asia | 1 | 300 | Not Decided
CNI7 | Development Zone | 128.0461 | 18.7285 | 110.7442 | China | Asia | 1 | 500 | Not Decided
CNI8 | Development Zone | 57.277 | 18.8909 | 110.8436 | China | Asia | 1 | 500 | Not Decided
AU20 | Concept/Early Planning |  | -27.8069 | 153.5777 | Australia | Australasia | 4 | 2000 | Not Decided
KR12 | Consent Application Submitted | 72.721 | 35.4997 | 126.2014 | South Korea | Asia | 1 | 400 | WinDS8000+ (Doosan Heavy Industries), 8 MW model (as of August 2021) | KRW 2.4e+006 million
KR13 | Concept/Early Planning | 631.4592 | 35.5909 | 126.0094 | South Korea | Asia | 1 | 2000 | Various Models(5-7MW) | KRW 1e+007 million
KR11 | Fully Commissioned | 14.36 | 35.4815 | 126.3178 | South Korea | Asia | 1 | 60 | WinDS 3000TM (Doosan Heavy Industries) | KRW 457300 million
CN3W | Fully Commissioned | 17.23 | 34.4036 | 120.1954 | China | Asia | 1 | 100 | SWT-4.0-130 (Siemens) | CNY 1442 million
CN4C | Fully Commissioned | 132.9 | 34.5006 | 120.3576 | China | Asia | 1 | 400 | SWT-4.0-130 (Siemens) | CNY 6522.42 million
CN4H | Fully Commissioned | 53.945 | 34.3016 | 120.6845 | China | Asia | 1 | 300 | SWT-4.0-146 (Siemens) | CNY 4960.99 million
CND8 | Concept/Early Planning |  | 25.858 | 119.8916 | China | Asia | 1 | 152 | Not Decided
CN3N | Fully Commissioned | 112.4599 | 33.5099 | 121.1027 | China | Asia | 1 | 302.4 | EN-136/4.2 (Envision Energy) | CNY 5928.36 million
CN8M | Consent Authorised |  | 22.4285 | 116.5483 | China | Asia | 1 | 500 | Not Decided | CNY 9387.74 million
CN8N | Consent Authorised |  | 22.661 | 116.4482 | China | Asia | 1 | 1200 | Not Decided | CNY 21920.9 million
CN4Z | Fully Commissioned | 98.4351 | 32.6539 | 121.6148 | China | Asia | 1 | 400 | SWT-4.0-146 (Siemens) | CNY 6951.62 million
CN4L | Fully Commissioned | 81.8027 | 32.8392 | 121.8301 | China | Asia | 1 | 400 | SWT-4.0-146 (Siemens) | CNY 7663.75 million
CNB9 | Fully Commissioned | 40.7877 | 36.394 | 121.4512 | China | Asia | 1 | 301.6 | EN-161/5.2 (Envision Energy) | CNY 5500 million
CNK2 | Consent Application Submitted |  | 36.6563 | 121.5181 | China | Asia | 1 | 225 | Not Decided
CNK3 | Consent Authorised |  | 36.6563 | 121.5181 | China | Asia | 1 | 225 | Not Decided
CNK4 | Under Construction | 66.9569 | 36.4277 | 121.2354 | China | Asia | 1 | 500 | Not Decided | CNY 6005.59 million
CNJ3 | Concept/Early Planning |  | 20.6335 | 110.5049 | China | Asia | 1 | 300 | Not Decided
AU27 | Concept/Early Planning | 460.7439 | -38.4909 | 141.9338 | Australia | Australasia | 4 | 1000 | Not Decided | AUD 4000 million
DK12 | Fully Commissioned | 0.08 | 55.3435 | 10.959 | Denmark | Europe | 2 | 21 | V90-3.0 MW Offshore (Vestas)
GR64 | Decommissioned | 0 | 36.8681 | 25.473 | Greece | Europe | 2 |  | Not Decided
NO41 | Development Zone | 515.25 | 62.2817 | 3.7326 | Norway | Europe | 2 | 1500 | Not Decided
AU02 | Concept/Early Planning | 579.82 | -38.7867 | 146.9234 | Australia | Australasia | 4 | 2200 | Exploring up to 200 turbines of 12-18 MW and 200 m tip height. | AUD 8000 million
SE21 | Consent Authorised | 11.3039 | 59.2239 | 13.3053 | Sweden | Europe | 2 | 100 | Developers can use up to 20 turbines, but indicate that 17 or 18 will be used. | NOK 1700 million
DK2L | Concept/Early Planning | 32.5953 | 55.273 | 12.5275 | Denmark | Europe | 2 | 350 | Not Decided
DK2A | Concept/Early Planning |  | 56.2463 | 11.2481 | Denmark | Europe | 2 | 210 | Not Decided
SE18 | Consent Application Submitted | 60 | 56.5964 | 12.1151 | Sweden | Europe | 2 | 864 | Previously planning to use up to 108 6-8 MW turbines. The project is now targetting max 75 x 12-18 MW turbines. | SEK 20000 million
SE14 | Consent Application Submitted | 115.9459 | 61.1264 | 17.5001 | Sweden | Europe | 2 | 1020 | Not Decided | SEK 16667 million
UK6F | Concept/Early Planning | 257.2297 | 58.5142 | -2.1455 | United Kingdom | Europe | 2 | 1000 | Not Decided | GBP 3987 million
FR70 | Development Zone | 130.3558 | 47.3392 | -3.6071 | France | Europe | 2 | 250 | Not Decided
FR87 | Development Zone | 232.8348 | 47.3255 | -3.6348 | France | Europe | 2 | 500 | Not Decided
FR61 | Development Zone | 252.3102 | 45.7989 | -2.0626 | France | Europe | 2 | 1000 | Not Decided
FR76 | Development Zone | 179.972 | 45.8336 | -1.9232 | France | Europe | 2 | 1000 | Not Decided
CN02 | Decommissioned |  | 39.9152 | 120.8071 | China | Asia | 1 | 1.5 | GW 70/1500 (Goldwind) | CNY 40 million
EE14 | Concept/Early Planning | 14.03 | 59.1248 | 22.0871 | Estonia | Europe | 2 | 84 | Site assessments will assume use of the largest turbine on the market (12 MW) with provisions for up to 15 MW (total height 300m)
EE15 | Concept/Early Planning | 21.47 | 59.0725 | 21.9617 | Estonia | Europe | 2 | 144 | Site assessments will assume use of the largest turbine on the market (12 MW) with provisions for up to 15 MW (total height 300m)
EE16 | Concept/Early Planning | 26.62 | 58.9503 | 21.7654 | Estonia | Europe | 2 | 144 | Site assessments will assume use of the largest turbine on the market (12 MW) with provisions for up to 15 MW (total height 300m)
EE17 | Concept/Early Planning | 19.49 | 58.9062 | 21.8356 | Estonia | Europe | 2 | 132 | Site assessments will assume use of the largest turbine on the market (12 MW) with provisions for up to 15 MW (total height 300m)
FI30 | Development Zone | 433.3914 | 60.591 | 20.1488 | Finland | Europe | 2 | 7500 | Not Decided
IE53 | Concept/Early Planning | 258.1995 | 53.2411 | -5.8294 | Ireland | Europe | 2 | 1330 | Not Decided
US6B | Consent Application Submitted | 172.81 | 40.9491 | -70.9733 | United States | North America | 5 | 924 | SG 11.0-200 DD (Siemens Gamesa), The contract for 84 x SG 11.0-200 DD turbines replaces a previous contract for 115 of Siemens Gamesa's 8 MW model,
US5V | Concept/Early Planning | 272.1713 | 41.0082 | -71.0907 | United States | North America | 5 | 1000 | Not Decided
EE29 | Concept/Early Planning | 12.0911 | 57.8263 | 21.6046 | Estonia | Europe | 2 | 72 | Developer intends to use 12 MW turbines but requests capacity to install up to 15 MW.
EE36 | Concept/Early Planning | 129.4325 | 58.1771 | 21.366 | Estonia | Europe | 2 | 108 | Haliade-X 12 MW (GE Energy), The parameters of the final wind turbine can be up to 20% higher considering that the total capacity of the wind farm does not exceed 149 MW
EE37 | Concept/Early Planning | 70.3668 | 58.2277 | 21.4139 | Estonia | Europe | 2 | 72 | Haliade-X 12 MW (GE Energy), The parameters of the final wind turbine can be up to 20% higher considering that the total capacity of the wind farm does not exceed 149 MW
EE38 | Concept/Early Planning | 80.0614 | 58.2529 | 21.5068 | Estonia | Europe | 2 | 60 | Haliade-X 12 MW (GE Energy), Developer intends to use 12 MW turbines but requests capacity to install up to 15 MW.
EE24 | Concept/Early Planning | 13.9252 | 58.1425 | 21.8647 | Estonia | Europe | 2 | 84 | Developer intends to use 12 MW turbines but requests capacity to install up to 15 MW.
EE25 | Concept/Early Planning | 91.3148 | 58.2355 | 21.6018 | Estonia | Europe | 2 | 492 | Developer intends to use 12 MW turbines but requests capacity to install up to 15 MW.
EE26 | Concept/Early Planning | 47.7418 | 58.2827 | 21.4298 | Estonia | Europe | 2 | 252 | Developer intends to use 12 MW turbines but requests capacity to install up to 15 MW.
EE27 | Concept/Early Planning | 23.3764 | 58.178 | 21.4196 | Estonia | Europe | 2 | 120 | Developer intends to use 12 MW turbines but requests capacity to install up to 15 MW.
EE28 | Concept/Early Planning | 22.1922 | 58.1944 | 21.2589 | Estonia | Europe | 2 | 120 | Developer intends to use 12 MW turbines but requests capacity to install up to 15 MW.
NO47 | Decommissioned |  | 60.5494 | 4.9065 | Norway | Europe | 2 | 0.015 | STEP V2GL (STEP GMBH) | NOK 137 million
DK97 | Consent Authorised |  | 56.4478 | 8.1514 | Denmark | Europe | 2 | 4 | Not Decided
DK82 | Decommissioned |  | 57.0516 | 8.8841 | Denmark | Europe | 2 | 4 | SWT-4.0-130 (Siemens)
DK98 | Consent Authorised |  | 56.4423 | 8.151 | Denmark | Europe | 2 | 4.3 | Not Decided
DK81 | Decommissioned |  | 57.057 | 8.884 | Denmark | Europe | 2 | 7 | SWT-7.0-154 (Siemens Gamesa)
DK91 | Decommissioned |  | 57.0516 | 8.8841 | Denmark | Europe | 2 | 7 | SWT-7.0-154 (Siemens Gamesa)
DK90 | Fully Commissioned |  | 57.057 | 8.884 | Denmark | Europe | 2 | 8 | SWT-8.0-154 (Siemens Gamesa)
SE42 | Concept/Early Planning | 58.98 | 55.2868 | 13.5747 | Sweden | Europe | 2 | 500 | Planning envelope gives maximum RD 270m, HH 170m TH 305m. For 25 turbines, expected RD is 234m, HH 160m, TH 277 (35 - 43m clearance)
SE61 | Concept/Early Planning | 506.9881 | 61.3785 | 18.5155 | Sweden | Europe | 2 | 5000 | Not Decided
KR70 | Concept/Early Planning | 98.9867 | 36.7371 | 125.7906 | South Korea | Asia | 1 | 504 | WinDS8000+ (Doosan Heavy Industries), 72 x 5.56 MW turbines previously quoted in 2019. | KRW 2.656e+006 million
FI03 | Fully Commissioned | 6.48 | 61.6288 | 21.3538 | Finland | Europe | 2 | 42 | SWT-4.0-130 (Siemens) | EUR 120 million
FI26 | Consent Application Submitted | 136.07 | 61.6726 | 21.1655 | Finland | Europe | 2 | 720 | Zone plan accounts for 40 or 45 turbines of 11-20 MW. Total tip height 310 m.
TW42 | Pre-Construction | 67.02 | 24.0023 | 119.8688 | Taiwan | Asia | 1 | 300 | SG 14-222 DD (Siemens Gamesa)
TW49 | Concept/Early Planning | 41.63 | 24.0798 | 120.1919 | Taiwan | Asia | 1 | 300 | Estimate: V164-9.5 MW (MHI Vestas Offshore Wind), The project will 9.5 MW turbines; 4C assumes this refers to the MVOW model.
TW52 | Consent Authorised | 90.05 | 23.8978 | 120.1501 | Taiwan | Asia | 1 | 300 | V174-9.5 MW (MHI Vestas Offshore Wind), Vestas will provide 31 of its 174-9.5 MW turbines.
TW56 | Development Zone | 57.35 | 23.2099 | 120.0203 | Taiwan | Asia | 1 |  | Not Decided
TW57 | Development Zone | 38.87 | 22.8735 | 120.1374 | Taiwan | Asia | 1 |  | Not Decided
TW58 | Development Zone | 32.57 | 22.7481 | 120.181 | Taiwan | Asia | 1 |  | Not Decided
TW59 | Development Zone | 36.85 | 24.3984 | 120.5273 | Taiwan | Asia | 1 |  | Not Decided
ES82 | Concept/Early Planning |  | 27.6708 | -15.5583 | Spain | Europe | 2 | 50 | Not Decided
VN55 | Development Zone |  | 8.7337 | 105.2036 | Vietnam | Asia | 1 | 172 | Not Decided
IN09 | Concept/Early Planning |  | 9.3688 | 79.3594 | India | Asia | 1 | 500 | Not Decided
IN20 | Concept/Early Planning |  | 9.0586 | 79.0048 | India | Asia | 1 |  | Not Decided
IN11 | Concept/Early Planning |  | 9.0971 | 79.0031 | India | Asia | 1 | 500 | Not Decided
IN10 | Concept/Early Planning |  | 9.1189 | 79.0022 | India | Asia | 1 | 500 | Not Decided
IN18 | Concept/Early Planning |  | 9.077 | 79.0042 | India | Asia | 1 | 200 | Not Decided
KR03 | Fully Commissioned | 0.63573 | 33.3606 | 126.1777 | South Korea | Asia | 1 | 30 | WinDS 3000TM (Doosan Heavy Industries), Rotor diameter 91.59m | KRW 165000 million
VN1F | Under Construction |  | 8.7014 | 105.1879 | Vietnam | Asia | 1 | 30 | V150-4.2 MW (Vestas) | VND 1.29e+006 million
VN1E | Under Construction |  | 8.6725 | 105.1862 | Vietnam | Asia | 1 | 45 | V150-4.2 MW (Vestas) | VND 1.935e+006 million
VN23 | Fully Commissioned |  | 8.6602 | 105.1696 | Vietnam | Asia | 1 | 25 | V150-4.2 MW (Vestas) | VND 1.254e+006 million
VN60 | Development Zone |  | 8.9347 | 104.7795 | Vietnam | Asia | 1 | 199 | Not Decided
VN1D | Under Construction |  | 10.1968 | 106.8335 | Vietnam | Asia | 1 | 100 | Not Decided | VND 4.46454e+006 million
VN1C | Fully Commissioned | 10.0514 | 10.2442 | 106.8322 | Vietnam | Asia | 1 | 50 | V150-4.2 MW (Vestas) | VND 2.2419e+006 million
VN24 | Fully Commissioned | 1.5068 | 8.9993 | 105.415 | Vietnam | Asia | 1 | 25 | SG 5.0-145 (Siemens Gamesa) | VND 1.2579e+006 million
VN51 | Fully Commissioned |  | 8.9664 | 105.4274 | Vietnam | Asia | 1 | 50 | SG 5.0-145 (Siemens Gamesa) | VND 2.3217e+006 million
NZ02 | Concept/Early Planning |  | -37.8844 | 174.2621 | New Zealand | Australasia | 4 | 1000 | Not Decided
NZ01 | Concept/Early Planning |  | -40.9714 | 173.2646 | New Zealand | Australasia | 4 | 1000 | Not Decided
IT31 | Fully Commissioned | 0.73 | 40.4858 | 17.1379 | Italy | Europe | 2 | 30 | MySE3.0-135 (MingYang) | EUR 120 million
BR72 | Concept/Early Planning | 639.5751 | -2.6054 | -40.7597 | Brazil | South America | 3 | 3000 | Estimate: V236-15.0 MW (Vestas), Specified in the FCA application, but not confirmed.
IT0F | Concept/Early Planning | 422.8704 | 38.4478 | 16.8689 | Italy | Europe | 2 | 555 | Not Decided | EUR 1611.3 million
PH15 | Concept/Early Planning |  | 13.8628 | 121.6129 | Philippines | Asia | 1 | 275 | Not Decided
BR68 | Concept/Early Planning | 784.4731 | -31.6665 | -50.9899 | Brazil | South America | 3 | 2700 | Estimate: V236-15.0 MW (Vestas), Specified in the FCA application but not confirmed.
UK28 | Fully Commissioned | 4.32 | 54.6453 | -1.0941 | United Kingdom | Europe | 2 | 62.1 | SWT-2.3-93 (Siemens) | GBP 200 million
NL0P | Development Zone | 63.36 | 54.0226 | 5.6516 | Netherlands | Europe | 2 | 700 | minimum 10 MW, up to 304 m tip height, rotor diameter up to 232
NO59 | Fully Commissioned |  | 59.1508 | 5.0135 | Norway | Europe | 2 | 3.6 | SWT-3.6-120 (Siemens) | EUR 18 million
IT98 | Concept/Early Planning |  | 38.5254 | 8.585 | Italy | Europe | 2 | 525 | Not Decided
UK29 | Fully Commissioned | 34.94 | 51.4304 | 1.6337 | United Kingdom | Europe | 2 | 300 | V90-3.0 MW Offshore (Vestas) | GBP 900 million
VN70 | Concept/Early Planning |  | 10.53 | 108.2531 | Vietnam | Asia | 1 | 600 | V164-9.5 MW (MHI Vestas Offshore Wind) | USD 2100 million
VN78 | Concept/Early Planning | 7.3 | 10.53 | 108.2531 | Vietnam | Asia | 1 | 600 | Not Decided | USD 2100 million
VN79 | Concept/Early Planning | 7.3 | 10.53 | 108.2531 | Vietnam | Asia | 1 | 600 | Not Decided | USD 2100 million
VN80 | Concept/Early Planning | 7.3 | 10.53 | 108.2531 | Vietnam | Asia | 1 | 800 | Not Decided | USD 2800 million
VN81 | Concept/Early Planning | 7.3 | 10.53 | 108.2531 | Vietnam | Asia | 1 | 800 | Not Decided | USD 2800 million
VN30 | Consent Application Submitted | 6.61 | 9.8554 | 106.7014 | Vietnam | Asia | 1 | 30 | Not Decided | USD 60 million
VN89 | Concept/Early Planning | 28.14 | 9.8507 | 106.746 | Vietnam | Asia | 1 | 400 | Not Decided | USD 800 million
DK22 | Concept/Early Planning | 285.6972 | 56.329 | 7.6415 | Denmark | Europe | 2 | 1000 | Either 14-15 MW or 21-23 MW are being considered, a maximum of either 72 or 48 turbines. | DKK 15500 million
BE01 | Fully Commissioned | 0.43 | 51.5439 | 2.9385 | Belgium | Europe | 2 | 30 | 5M (Senvion) | EUR 153 million
BE09 | Fully Commissioned | 12.12 | 51.5564 | 2.9692 | Belgium | Europe | 2 | 184.5 | 6.2M126 (Senvion) | EUR 700.89 million
BE10 | Fully Commissioned | 7.29 | 51.5403 | 2.9218 | Belgium | Europe | 2 | 110.7 | 6.2M126 (Senvion) | EUR 420.53 million
CN4X | Consent Authorised | 51.18 | 23.3947 | 117.2883 | China | Asia | 1 | 300 | Not Decided | CNY 6219.03 million
CN4V | Fully Commissioned | 54.8863 | 33.4046 | 121.2261 | China | Asia | 1 | 300.7 | GW140-3.3MW (Goldwind), 19*GW171-6.45MW (Goldwind) | CNY 5331.32 million
CNE9 | Development Zone |  | 35.6788 | 120.7906 | China | Asia | 1 |  | Not Decided
CN4Y | Under Construction |  | 37.2668 | 119.5172 | China | Asia | 1 | 300 | Estimate: GW 165-6.0MW (Goldwind) | CNY 5000 million
CN6J | Concept/Early Planning |  | 37.2461 | 119.5186 | China | Asia | 1 | 400 | Not Decided | CNY 6400 million
CNK5 | Pre-Construction | 783.3037 | 38.685 | 117.8931 | China | Asia | 1 | 196 | Not Decided | CNY 2914.16 million
CN8X | Consent Authorised | 165.33 | 20.8273 | 111.6012 | China | Asia | 1 | 1000 | Not Decided | CNY 18304.7 million
CN8W | Consent Authorised | 172.74 | 20.9924 | 111.4955 | China | Asia | 1 | 1000 | Not Decided | CNY 19636.7 million
CN8V | Consent Authorised | 172.94 | 20.8167 | 111.4955 | China | Asia | 1 | 1000 | Not Decided | CNY 17381.9 million
DK1R | Concept/Early Planning |  | 57.0711 | 6.0978 | Denmark | Europe | 2 | 4000 | Not Decided
DK1U | Concept/Early Planning |  | 57.2777 | 7.86 | Denmark | Europe | 2 | 1760 | Not Decided
IT0C | Concept/Early Planning |  | 41.37 | 9.5105 | Italy | Europe | 2 | 975 | Not Decided
JP1B | Concept/Early Planning |  | 38.1604 | 139.1782 | Japan | Asia | 1 | 100 | Not Decided
JP1S | Concept/Early Planning |  | 38.1635 | 139.1895 | Japan | Asia | 1 | 900 | Not Decided
CND4 | Concept/Early Planning |  | 36.2803 | 120.7476 | China | Asia | 1 | 12 | TONEX 6MW Vertical Axis Wind Turbine (TONEX - Fujian Tongnis New Energy Technology Co., Ltd.(福建通尼斯新能源科技有限公司) )
KR72 | Concept/Early Planning |  | 34.8463 | 128.3207 | South Korea | Asia | 1 | 9.9 | Not Decided
IT0I | Concept/Early Planning | 327.5865 | 40.1782 | 7.9212 | Italy | Europe | 2 | 480 | Not Decided
JP46 | Concept/Early Planning | 13.36 | 34.5464 | 136.8537 | Japan | Asia | 1 |  | Not Decided
VN0T | Development Zone |  | 9.4351 | 106.5968 | Vietnam | Asia | 1 | 1000 | Not Decided
VN0V | Concept/Early Planning |  | 9.5271 | 106.6924 | Vietnam | Asia | 1 | 1000 | Not Decided
VN0W | Concept/Early Planning |  | 9.5794 | 106.7338 | Vietnam | Asia | 1 | 1000 | Not Decided
VN0U | Concept/Early Planning |  | 9.4766 | 106.6455 | Vietnam | Asia | 1 | 2000 | Not Decided | VND 9.6137e+007 million
NO42 | Development Zone | 773.34 | 66.2312 | 11.1981 | Norway | Europe | 2 | 1500 | Not Decided
NO43 | Development Zone | 196.44 | 66.5302 | 12.2202 | Norway | Europe | 2 | 300 | Not Decided
IE48 | Concept/Early Planning |  | 52.5587 | -9.9685 | Ireland | Europe | 2 | 2500 | Not Decided
BR46 | Concept/Early Planning | 173.9076 | -30.0827 | -50.1075 | Brazil | South America | 3 | 702 | Not Decided
ES90 | Concept/Early Planning | 65.6464 | 42.1847 | 3.4381 | Spain | Europe | 2 | 450 | Not Decided
ES91 | Concept/Early Planning | 71.7105 | 42.0916 | 3.4235 | Spain | Europe | 2 | 600 | Not Decided
DE27 | Fully Commissioned | 22.64 | 54.0464 | 6.4575 | Germany | Europe | 2 | 200 | M5000-116 (Areva Wind), Now known as AD 5-116 (Adwen) | EUR 900 million
DE0K | Fully Commissioned | 30.6714 | 54.0503 | 6.4637 | Germany | Europe | 2 | 203 | 6.2M152 (Senvion) | EUR 800 million
SE77 | Consent Application Submitted | 252.8161 | 55.1299 | 13.7518 | Sweden | Europe | 2 | 1800 | Not Decided
UK30 | Partial Generation/Under Construction | 149.45 | 53.4785 | 0.83858 | United Kingdom | Europe | 2 | 857 | V164-9.5 MW (MHI Vestas Offshore Wind) | GBP 2000 million
UK6P | Concept/Early Planning |  | 51.6161 | -4.8505 | United Kingdom | Europe | 2 | 1 | Not Decided
JP62 | Concept/Early Planning | 76.41 | 40.8683 | 140.2393 | Japan | Asia | 1 | 480 | Not Decided
JP1R | Concept/Early Planning | 94.3276 | 40.8495 | 140.2242 | Japan | Asia | 1 | 900 | Not Decided
JP55 | Concept/Early Planning | 554.54 | 41.0039 | 140.2248 | Japan | Asia | 1 | 1000 | Not Decided
DK05 | Fully Commissioned | 0.32 | 55.9689 | 10.3553 | Denmark | Europe | 2 | 5 | V39-500kW (Vestas) | GBP 9.75 million
BR19 | Concept/Early Planning | 1025.5946 | -32.6978 | -52.2002 | Brazil | South America | 3 | 3180 | Bluefloat plans to use a 20 MW turbine model.
EE12 | Concept/Early Planning | 86.3853 | 58.106 | 23.3388 | Estonia | Europe | 2 | 1050 | Updated plans see 14-18 MW turbines with total height up to 275m.
VN0Q | Concept/Early Planning |  | 11.1441 | 108.905 | Vietnam | Asia | 1 | 4600 | Not Decided | VND 3.688e+008 million
UK2I | Consent Authorised | 7.97 | 50.3639 | -5.6111 | United Kingdom | Europe | 2 | 32 | MySE 8.0-180 (MingYang), Mingyang’s MySE 8.0-180 WTGs turbines will be used (update: 22 September 2022).
NO68 | Concept/Early Planning |  | 59.136 | 5.0003 | Norway | Europe | 2 | 6 | V90-3.0 MW Offshore (Vestas)
FI21 | Concept/Early Planning | 47.33 | 64.6101 | 23.8934 | Finland | Europe | 2 | 210 | Not Decided
KR19 | Consent Application Submitted | 17.34 | 35.6358 | 129.4841 | South Korea | Asia | 1 | 136 | WinDS8000+ (Doosan Heavy Industries) | KRW 680000 million
KR29 | Decommissioned |  | 35.3281 | 129.3421 | South Korea | Asia | 1 | 0.75 | Unison 750/U57 (UNISON) | KRW 16000 million
KR0V | Concept/Early Planning |  | 35.5338 | 129.5322 | South Korea | Asia | 1 | 1000 | Not Decided | KRW 6e+006 million
KR0R | Concept/Early Planning |  | 35.4486 | 129.9494 | South Korea | Asia | 1 | 1500 | Not Decided | USD 8000 million
NO04 | Fully Commissioned |  | 59.1403 | 5.0297 | Norway | Europe | 2 | 2.3 | SWT-2.3-82 (Siemens) | NOK 400 million
IE46 | Concept/Early Planning |  | 51.4344 | -10.0641 | Ireland | Europe | 2 | 4000 | Not Decided | EUR 10000 million
US6A | Consent Application Submitted | 73.7645 | 38.3447 | -74.7601 | United States | North America | 5 | 268 | Haliade-X 14 MW (GE Energy)
US7O | Consent Application Submitted | 86.2486 | 38.3899 | -74.834 | United States | North America | 5 | 1200 | Not Decided
VN1A | Concept/Early Planning |  | 8.8709 | 105.3982 | Vietnam | Asia | 1 | 608 | Not Decided
SE03 | Decommissioned | 0.45 | 56.3448 | 16.2805 | Sweden | Europe | 2 | 10.5 | Enron Wind 70/1500 (Enron Wind) | EUR 14 million
SE54 | Consent Application Submitted | 35.6216 | 61.0655 | 17.553 | Sweden | Europe | 2 | 500 | Estimated 32 turbines, but permit application goes up to 50 turbines. | SEK 8500 million
NO44 | Development Zone | 1001.15 | 59.2761 | 4.5405 | Norway | Europe | 2 | 500 | Not Decided
NO64 | Development Zone | 1001.15 | 59.2761 | 4.5405 | Norway | Europe | 2 | 500 | Not Decided
NO65 | Development Zone | 1001.15 | 59.2761 | 4.5405 | Norway | Europe | 2 | 500 | Not Decided
VN08 | Fully Commissioned | 12.27 | 9.5988 | 106.5665 | Vietnam | Asia | 1 | 48 | V150-4.2 MW (Vestas) | VND 2.822e+006 million
VN09 | Fully Commissioned | 12.05 | 9.6322 | 106.5851 | Vietnam | Asia | 1 | 48 | GW 155-4.5MW (Goldwind), Maximum single output 4 MW. | VND 2.232e+006 million
VN83 | Fully Commissioned | 6.0906 | 9.9742 | 106.674 | Vietnam | Asia | 1 | 29.4 | V150-4.2 MW (Vestas) | VND 1.725e+006 million
VN85 | Fully Commissioned | 12.02 | 9.6693 | 106.5947 | Vietnam | Asia | 1 | 48 | V150-4.2 MW (Vestas) | VND 2.12e+006 million
VN10 | Concept/Early Planning | 11.96 | 9.5144 | 106.3867 | Vietnam | Asia | 1 | 48 | SG 4.2-145 (Siemens Gamesa), Siemens Gamesa providing 12 x 4 MW turbines. | VND 4e+006 million
VN12 | Fully Commissioned | 27.88 | 9.7516 | 106.5802 | Vietnam | Asia | 1 | 78 | SG 5.0-145 (Siemens Gamesa), 18 units of SG 5.0-145 turbine with flexible power rating will be supplied. | VND 3.369e+006 million
DK80 | Decommissioned |  | 57.0785 | 8.884 | Denmark | Europe | 2 | 9.5 | V164-9.5 MW (MHI Vestas Offshore Wind)
VN14 | Fully Commissioned | 16.5127 | 9.5226 | 106.452 | Vietnam | Asia | 1 | 100 | SG 5.0-145 (Siemens Gamesa), Hub height 105m. Rotor diameter 150m. | VND 4.9e+006 million
VN97 | Concept/Early Planning | 9.0922 | 9.5443 | 106.5094 | Vietnam | Asia | 1 | 80 | GW155-4.7MW (Goldwind), EPC contractors China Harbour and Power China International Engineering Co., Ltd. will procure 17 x GW155-4.7MW turbines from Goldwind. | VND 3.409e+006 million
DK0T | Fully Commissioned |  | 57.0732 | 8.8839 | Denmark | Europe | 2 | 9.5 | V174-9.5 MW (MHI Vestas Offshore Wind)
VN15 | Concept/Early Planning | 25.11 | 9.4713 | 106.3861 | Vietnam | Asia | 1 | 96 | Not Decided | VND 3.86e+006 million
VN16 | Concept/Early Planning | 21.53 | 9.478 | 106.4526 | Vietnam | Asia | 1 | 120 | Not Decided | USD 250 million
VN17 | Concept/Early Planning | 22.18 | 9.4874 | 106.4805 | Vietnam | Asia | 1 | 120 | Not Decided | VND 4.9799e+006 million
VN18 | Concept/Early Planning | 32.69 | 9.5068 | 106.5321 | Vietnam | Asia | 1 | 130 | DEC 4.5MW (Dongfang Electric) | USD 238 million
VN19 | Concept/Early Planning | 32.69 | 9.5769 | 106.6048 | Vietnam | Asia | 1 | 132 | Not Decided | VND 7.172e+006 million
VN20 | Concept/Early Planning | 35.75 | 9.6175 | 106.6274 | Vietnam | Asia | 1 | 138 | Not Decided | VND 6.759e+006 million
VN21 | Concept/Early Planning | 35.63 | 9.664 | 106.6389 | Vietnam | Asia | 1 | 140 | Not Decided | VND 5.775e+006 million
VN22 | Concept/Early Planning | 26.21 | 9.7449 | 106.6345 | Vietnam | Asia | 1 | 103 | Not Decided
UK4Q | Concept/Early Planning | 155.3135 | 51.3373 | -5.6719 | United Kingdom | Europe | 2 | 300 | Turbine parameters show max envelope from scoping report (18-31 turbines previously reported).
NO45 | Development Zone | 154.33 | 70.2803 | 19.8062 | Norway | Europe | 2 | 300 | Not Decided
SE88 | Concept/Early Planning | 130.2801 | 57.782 | 11.2173 | Sweden | Europe | 2 | 1000 | Not Decided
DE36 | Fully Commissioned | 50.9102 | 54.3181 | 5.8728 | Germany | Europe | 2 | 402 | SWT-6.0-154 (Siemens) | EUR 1900 million
DK0C | Consent Authorised | 0.11 | 56.0258 | 8.3177 | Denmark | Europe | 2 |  | Not Decided
IT49 | Concept/Early Planning | 185.4365 | 44.7466 | 12.8708 | Italy | Europe | 2 | 800 | Not Decided
BR36 | Concept/Early Planning | 326.5244 | -2.7717 | -41.5401 | Brazil | South America | 3 | 999 | Not Decided
BR43 | Concept/Early Planning | 2297.3336 | -22.3337 | -40.9163 | Brazil | South America | 3 | 5008.5 | Not Decided
BR70 | Concept/Early Planning | 613.6308 | -2.5467 | -41.8713 | Brazil | South America | 3 | 2640 | Estimate: Haliade-X 12 MW (GE Energy), Haliade-X specified but not confirmed in the FCA application.
BR47 | Concept/Early Planning | 2114.1928 | -30.4837 | -50.0523 | Brazil | South America | 3 | 6507 | Not Decided
BR44 | Concept/Early Planning | 1214.5817 | -22.6527 | -41.4778 | Brazil | South America | 3 | 2820 | Estimate: V236-15.0 MW (Vestas)
BR45 | Concept/Early Planning | 555.4422 | -30.0198 | -49.8738 | Brazil | South America | 3 | 1245 | Estimate: V236-15.0 MW (Vestas)
BR39 | Concept/Early Planning | 416.4542 | -4.9348 | -35.8605 | Brazil | South America | 3 | 2484 | Estimate: Haliade-X 12 MW (GE Energy)
DK0U | Development Zone | 4044.1286 | 56.2096 | 5.9103 | Denmark | Europe | 2 |  | Not Decided
DK48 | Pre-Construction | 104.6579 | 56.6228 | 8.0223 | Denmark | Europe | 2 | 344 | SG 8.0-167 DD (Siemens Gamesa), 21 8.4 MW turbines in Vesterhav nord, 20 turbines in Vesterhav Syd with capacity of 8.4 MW, (193m tip height; hub height 109m; rotor diameter 167m. | EUR 769 million
SE85 | Concept/Early Planning | 201.117 | 58.6424 | 10.497 | Sweden | Europe | 2 | 1400 | Not Decided
VN57 | Under Construction |  | 8.5663 | 104.9245 | Vietnam | Asia | 1 | 50 | MySE3.2-156 (MingYang) | VND 2.411e+006 million
CO01 | Concept/Early Planning | 144.6699 | 10.7769 | -75.3101 | Colombia | South America | 3 | 200 | Not Decided
DK2G | Concept/Early Planning | 60.4435 | 57.1701 | 8.6457 | Denmark | Europe | 2 | 450 | Not Decided
DK1P | Concept/Early Planning |  | 56.112 | 5.3219 | Denmark | Europe | 2 | 1140 | Not Decided
DK06 | Decommissioned | 0.45 | 54.97 | 11.1301 | Denmark | Europe | 2 | 4.95 | B35/450 (Bonus) | GBP 7.18 million
SE06 | Fully Commissioned | 3.48 | 59.2625 | 13.3876 | Sweden | Europe | 2 | 30 | WWD-3-100 (WinWinD), The first five turbines to be built (GG6-10) are the tried and tested model. Purportedly, GG1-5 are a slightly different model, with different gearbox and longer blades. Inadequate oil lubrication due to a fault with the newer design led to premature wear | SEK 540 million
US5T | Concept/Early Planning | 174.2361 | 40.2416 | -73.0793 | United States | North America | 5 | 870 | Not Decided
US4R | Concept/Early Planning | 535.68 | 40.682 | -70.2282 | United States | North America | 5 | 2500 | Not Decided
US0G | Pre-Construction | 221.2295 | 41.0333 | -70.4904 | United States | North America | 5 | 804 | Haliade-X 13 MW (GE Energy), Recently a US federal Judge found that GE are banned from selling there Haliade-X turbines however 2 projects, Vineyard Wind 1 and Ocean Wind 1 both can go ahead using the turbines. Filed back in 2020, Siemens Gamesa's lawsuit alleged that GE’s offshore w | USD 2800 million
VN0H | Concept/Early Planning |  | 11.6793 | 109.2302 | Vietnam | Asia | 1 | 500 | Not Decided | VND 2.2e+007 million
VN0O | Concept/Early Planning |  | 10.9861 | 108.5578 | Vietnam | Asia | 1 | 1000 | Not Decided | EUR 2807 million
BR11 | Concept/Early Planning | 170.2079 | -21.2258 | -40.4904 | Brazil | South America | 3 | 495 | Estimate: V236-15.0 MW (Vestas), Turbine model specified in the FCA application but not confirmed.
BR34 | Concept/Early Planning | 348.9762 | -21.2691 | -40.5769 | Brazil | South America | 3 | 1440 | Estimate: SG 10.0-193 DD (Siemens Gamesa)
VN35 | Fully Commissioned | 9.8487 | 10.0671 | 106.8098 | Vietnam | Asia | 1 | 30 | V150-4.2 MW (Vestas) | VND 1.452e+006 million
KE01 | Concept/Early Planning |  | -3.5102 | 40.0039 | Kenya | Africa | 6 |  | Not Decided
TW60 | Development Zone | 35.3541 | 22.4051 | 120.4944 | Taiwan | Asia | 1 |  | Not Decided
CN8F | Concept/Early Planning |  | 25.636 | 119.7004 | China | Asia | 1 | 12 | TONEX 6MW Vertical Axis Wind Turbine (TONEX - Fujian Tongnis New Energy Technology Co., Ltd.(福建通尼斯新能源科技有限公司) ) | CNY 970 million
TW65 | Under Construction | 7.4317 | 23.9895 | 120.2183 | Taiwan | Asia | 1 | 47.5 | V174-9.5 MW (MHI Vestas Offshore Wind), swept area of 23,779m² | TWD 7268 million
TW67 | Under Construction | 64.26 | 23.994 | 120.134 | Taiwan | Asia | 1 | 446.2 | V174-9.5 MW (MHI Vestas Offshore Wind), swept area of 23,779m² | TWD 68269 million
ES62 | Decommissioned |  | 28.0386 | -15.3715 | Spain | Europe | 2 | 0.2 | 1:6 Scale Twin-Rotor W2POWER Prototype (ENEROCEAN S.L.) | EUR 1.42 million
TW68 | Concept/Early Planning | 75.25 | 23.9198 | 120.0802 | Taiwan | Asia | 1 | 500 | Not Decided
TW69 | Concept/Early Planning | 97.52 | 24.1575 | 120.2769 | Taiwan | Asia | 1 | 500 | Not Decided
NZ03 | Concept/Early Planning |  | -36.4273 | 173.4717 | New Zealand | Australasia | 4 | 1000 | Not Decided
JP34 | Concept/Early Planning | 0.09 | 45.4122 | 141.7052 | Japan | Asia | 1 | 15 | Not Decided
UK31 | Fully Commissioned | 27.14 | 54.0405 | -3.5125 | United Kingdom | Europe | 2 | 183.6 | SWT-3.6-107 (Siemens) | GBP 630 million
UK32 | Fully Commissioned | 45.85 | 54.081 | -3.6043 | United Kingdom | Europe | 2 | 183.6 | SWT-3.6-120 (Siemens) | GBP 630 million
UK63 | Fully Commissioned | 149.13 | 54.0876 | -3.7377 | United Kingdom | Europe | 2 | 659 | SWT-7.0-154 (Siemens Gamesa), 40x MHI-Vestas V164-8.0MW (Walney 3) and 47x Siemens SWT-7.0-154 (Walney 4). The MHI Vestas V164 machines will be power boosted to 8.25MW. | DKK 14498 million
KR38 | Concept/Early Planning |  | 34.2232 | 126.7257 | South Korea | Asia | 1 | 400 | Not Decided | USD 1703.86 million
KR33 | Concept/Early Planning | 88.98 | 34.257 | 127.0966 | South Korea | Asia | 1 | 600 | Estimate: WinDS8000+ (Doosan Heavy Industries) | KRW 3.2e+006 million
KR69 | Concept/Early Planning |  | 34.3407 | 127.1644 | South Korea | Asia | 1 | 148.5 | Not Decided | KRW 750000 million
TW70 | Concept/Early Planning | 84.32 | 24.3494 | 120.2803 | Taiwan | Asia | 1 | 500 | Not Decided
TW71 | Concept/Early Planning | 80.69 | 24.4602 | 120.3393 | Taiwan | Asia | 1 | 500 | Not Decided
CN4G | Concept/Early Planning |  | 28.3607 | 121.7362 | China | Asia | 1 | 150 | Not Decided
JP73 | Concept/Early Planning | 37.8145 | 33.0056 | 129.3331 | Japan | Asia | 1 | 392 | Rotor diameter: 174-222m ; Hub height: 110-160m ; Maximum height: 197-270m
KR1N | Concept/Early Planning |  | 33.2832 | 125.8483 | South Korea | Asia | 1 | 1500 | Not Decided | KRW 9e+006 million
UK33 | Fully Commissioned | 66.84 | 53.9841 | -3.4644 | United Kingdom | Europe | 2 | 389 | SWT-3.6-120 (Siemens) | GBP 1254 million
UK6K | Concept/Early Planning | 662.7958 | 58.9155 | -4.1926 | United Kingdom | Europe | 2 | 2000 | Not Decided | GBP 3669 million
CNH8 | Development Zone | 112.8926 | 19.2864 | 108.281 | China | Asia | 1 | 600 | Not Decided
CNH9 | Development Zone | 116.1139 | 19.2438 | 108.2602 | China | Asia | 1 | 600 | Not Decided
CNI0 | Development Zone | 110.5016 | 19.1492 | 108.2011 | China | Asia | 1 | 600 | Not Decided
CNI1 | Development Zone | 119.1094 | 19.0897 | 108.1596 | China | Asia | 1 | 600 | Not Decided
CNI2 | Concept/Early Planning | 185.5593 | 18.9285 | 108.3026 | China | Asia | 1 | 1500 | Not Decided
CNI3 | Development Zone | 86.1971 | 18.8306 | 108.5107 | China | Asia | 1 | 500 | Not Decided
CNI4 | Concept/Early Planning | 269.7514 | 18.7523 | 108.362 | China | Asia | 1 | 1500 | Not Decided
NL85 | Fully Commissioned | 8.41 | 52.7392 | 5.5868 | Netherlands | Europe | 2 | 144 | SWT-3.0-108 (Siemens) | EUR 400 million
UK34 | Fully Commissioned | 34.93 | 53.8059 | 0.14982 | United Kingdom | Europe | 2 | 210 | SWT-6.0-154 (Siemens) | EUR 870 million
AU19 | Concept/Early Planning |  | -32.5634 | 115.4255 | Australia | Australasia | 4 | 1000 | Not Decided
IE32 | Concept/Early Planning |  | 52.844 | -10.2554 | Ireland | Europe | 2 | 1350 | Not Decided
AU18 | Concept/Early Planning |  | -38.6297 | 142.5084 | Australia | Australasia | 4 | 1000 | Not Decided
CNI5 | Development Zone | 130.1704 | 18.6059 | 108.3443 | China | Asia | 1 | 600 | Not Decided
CNI6 | Development Zone | 136.3968 | 18.5476 | 108.3526 | China | Asia | 1 | 600 | Not Decided
IE49 | Concept/Early Planning |  | 51.5648 | -6.7427 | Ireland | Europe | 2 | 2500 | Not Decided
CN6I | Concept/Early Planning |  | 27.7894 | 120.8341 | China | Asia | 1 | 1200 | Not Decided | CNY 18000 million
UK5S | Concept/Early Planning |  | 57.2204 | 0.58326 | United Kingdom | Europe | 2 | 300 | Not Decided
UK5O | Concept/Early Planning | 49.3515 | 51.0973 | -5.3234 | United Kingdom | Europe | 2 | 100 | The current wind turbine design envelope includes 12-14 MW; 200-300m rotor diameter; no. wind turbines 6-8; 345 m tip height.
IE44 | Concept/Early Planning |  | 52.8582 | -5.6986 | Ireland | Europe | 2 | 500 | Not Decided | EUR 1500 million
DE47 | Fully Commissioned | 32.2468 | 54.8355 | 14.0683 | Germany | Europe | 2 | 350 | AD 5-135 (Adwen) | EUR 1350 million
DE44 | Concept/Early Planning | 4.42 | 54.8225 | 14.1268 | Germany | Europe | 2 | 10 | Not Decided
NL1J | Development Zone | 275.6657 | 53.8469 | 3.6827 | Netherlands | Europe | 2 | 2000 | Not Decided
NL1K | Development Zone | 1313.5714 | 53.859 | 5.6438 | Netherlands | Europe | 2 | 4000 | Not Decided
NL1L | Development Zone | 420.1496 | 54.3331 | 5.0697 | Netherlands | Europe | 2 | 2000 | Not Decided
NL1N | Development Zone | 2253.1605 | 54.4442 | 4.5265 | Netherlands | Europe | 2 | 10000 | Not Decided
NL1O | Development Zone | 1050.2773 | 54.2573 | 3.8297 | Netherlands | Europe | 2 | 8000 | Not Decided
NL1P | Development Zone | 179.5455 | 53.4445 | 4.4267 | Netherlands | Europe | 2 | 2000 | Not Decided
DE2P | Concept/Early Planning | 26.32 | 54.8933 | 14.0272 | Germany | Europe | 2 | 300 | Not Decided | EUR 800 million
PT01 | Decommissioned | 3.11 | 41.4605 | -8.8516 | Portugal | Europe | 2 | 2 | V80-2.0 MW (Vestas) | EUR 19 million
PT03 | Fully Commissioned | 11.29 | 41.6872 | -9.0481 | Portugal | Europe | 2 | 25 | V164-8.0 MW (MHI Vestas Offshore Wind) | EUR 125 million
NL0G | Fully Commissioned | 34.84 | 53.0027 | 5.2621 | Netherlands | Europe | 2 | 382.7 | SWT-DD-130 (Siemens Gamesa) | EUR 850 million
NL1E | Under Construction | 9.8456 | 52.604 | 5.5756 | Netherlands | Europe | 2 | 112 | Not Decided
NO62 | Concept/Early Planning |  | 58.9772 | 5.539 | Norway | Europe | 2 | 6 | Not Decided
KR04 | Fully Commissioned | 0.08 | 33.5756 | 126.7874 | South Korea | Asia | 1 | 5 | WinDS 3000TM (Doosan Heavy Industries), 1x STX 72 2MW (STX Windpower B.V.) | KRW 40000 million
AU22 | Concept/Early Planning |  | -34.6497 | 151.095 | Australia | Australasia | 4 | 1600 | Not Decided
TW72 | Concept/Early Planning | 83.14 | 24.5673 | 120.5321 | Taiwan | Asia | 1 | 500 | Not Decided
TW73 | Under Construction | 18.3 | 24.0351 | 120.1594 | Taiwan | Asia | 1 | 95 | V174-9.5 MW (MHI Vestas Offshore Wind), swept area of 23,779m² | TWD 14535 million
CN51 | Fully Commissioned | 34.6059 | 34.5024 | 120.0506 | China | Asia | 1 | 202 | SWT-4.0-130 (Siemens), 18*GW 121/3000 (Goldwind) | CNY 3540 million
CN48 | Fully Commissioned |  | 34.4631 | 119.8719 | China | Asia | 1 | 2.5 | GW 109/2500 (Goldwind)
CN0S | Fully Commissioned |  | 34.4629 | 119.8851 | China | Asia | 1 | 6 | GW 121/3000 (Goldwind), 1*DEC FD119A (Dongfang Electric)
CN14 | Fully Commissioned |  | 34.4585 | 119.8934 | China | Asia | 1 | 2 | Estimate: SE 2.0/93 (Shanghai Electric Wind Power Equipment Co., Ltd. (Sewind)) | CNY 25 million
CN49 | Fully Commissioned |  | 34.4361 | 120.0492 | China | Asia | 1 | 2 | W2000/93 (Shanghai Electric - Aerodyn)
TW74 | Concept/Early Planning | 45.43 | 23.9907 | 120.1956 | Taiwan | Asia | 1 | 432 | Estimate: V174-9.5 MW (MHI Vestas Offshore Wind)
TW75 | Pre-Construction | 67.02 | 24.0023 | 119.8688 | Taiwan | Asia | 1 | 232 | SG 14-222 DD (Siemens Gamesa)
TW76 | Concept/Early Planning | 65.01 | 24.1431 | 119.7832 | Taiwan | Asia | 1 | 337.1 | Not Decided
TW77 | Concept/Early Planning | 39.21 | 24.0774 | 120.2443 | Taiwan | Asia | 1 | 420 | Not Decided
TW78 | Concept/Early Planning | 90.05 | 23.8978 | 120.1501 | Taiwan | Asia | 1 | 180 | Estimate: V174-9.5 MW (MHI Vestas Offshore Wind)
TW79 | Development Zone |  | 23.1142 | 119.5167 | Taiwan | Asia | 1 | 250 | Not Decided
VN0R | Concept/Early Planning |  | 10.3285 | 107.3837 | Vietnam | Asia | 1 | 760 | Not Decided
JP1M | Concept/Early Planning |  | 39.0443 | 139.8268 | Japan | Asia | 1 | 450 | Not Decided
KR0D | Concept/Early Planning |  | 35.2965 | 125.6838 | South Korea | Asia | 1 | 1200 | Not Decided
KR0H | Fully Commissioned |  | 35.3251 | 126.3469 | South Korea | Asia | 1 | 8 | WinDS205-8MW (Doosan Heavy Industries), The 8MW turbine has a total height of 232.5 m | KRW 54000 million
KR67 | Concept/Early Planning |  | 35.2666 | 125.9468 | South Korea | Asia | 1 | 151.2 | Not Decided | KRW 600000 million
KR0B | Concept/Early Planning |  | 35.2711 | 126.2182 | South Korea | Asia | 1 | 99 | Unison U151 (UNISON) | KRW 400000 million
KR98 | Concept/Early Planning |  | 35.3961 | 125.8908 | South Korea | Asia | 1 | 354.48 | Not Decided | KRW 2e+006 million
KR0P | Fully Commissioned |  | 35.1147 | 126.3722 | South Korea | Asia | 1 | 34.5 | Unison U113 (UNISON), 15 x 2.3 MW U113 turbines.
KR68 | Concept/Early Planning |  | 35.2419 | 125.9449 | South Korea | Asia | 1 | 49.8 | Estimate: V117-4.2 MW (Vestas), Vestas turbines expected to be used. Turbine model unconfirmed. | KRW 200000 million
KR93 | Concept/Early Planning | 0.08873 | 35.2101 | 126.2712 | South Korea | Asia | 1 | 10 | Not Decided
KR92 | Concept/Early Planning | 30.7283 | 34.2429 | 127.4585 | South Korea | Asia | 1 | 320 | Estimate: SG 8.0-167 DD (Siemens Gamesa) | KRW 2.4e+006 million
KR58 | Concept/Early Planning |  | 34.5867 | 128.2128 | South Korea | Asia | 1 | 100 | Not Decided
KR35 | Concept/Early Planning | 31.6658 | 34.6219 | 128.1445 | South Korea | Asia | 1 | 384 | 64 5.5 MW turbines are planned | KRW 1.6e+006 million
KR0J | Concept/Early Planning |  | 34.6678 | 128.1737 | South Korea | Asia | 1 | 300 | Not Decided
KR0K | Concept/Early Planning |  | 34.6323 | 128.0624 | South Korea | Asia | 1 | 350 | Not Decided
SE04 | Decommissioned | 0.06 | 56.1677 | 16.0219 | Sweden | Europe | 2 | 10 | NM 72/2000 (NEG Micon ) | EUR 13 million
CN8I | Consent Authorised | 62.53 | 21.0867 | 111.6009 | China | Asia | 1 | 400 | Not Decided | CNY 8518.36 million
CN8J | Consent Authorised | 100.31 | 21.0305 | 111.6009 | China | Asia | 1 | 600 | Not Decided | CNY 13107.9 million
CN3R | Fully Commissioned | 49.28 | 21.358 | 111.6085 | China | Asia | 1 | 300 | MySE6.45-180 (MingYang), 1*MySE5.5-155 (MingYang) | CNY 5963.27 million
TW80 | Development Zone |  | 23.0989 | 119.5165 | Taiwan | Asia | 1 | 250 | Not Decided
JP0D | Concept/Early Planning | 137.85 | 39.4569 | 140.0038 | Japan | Asia | 1 | 819 | Haliade-X 12 MW (GE Energy), Haliade 12 MW expected to be used. However, in the method book (2nd stage of EIA), 12.6-14 MW turbines are suggested, meaning that plans could change and will utilise the best technology at the end of the decade.
JP1N | Concept/Early Planning | 33.7232 | 39.0338 | 139.8226 | Japan | Asia | 1 | 500 | Not Decided
JP0G | Concept/Early Planning |  | 39.0362 | 139.807 | Japan | Asia | 1 | 450 | Not Decided
JP1I | Concept/Early Planning | 33.7232 | 39.0338 | 139.8226 | Japan | Asia | 1 | 500 | Not Decided
IT0G | Concept/Early Planning | 1856.1229 | 41.2333 | 10.1054 | Italy | Europe | 2 | 3150 | Not Decided | EUR 9877 million
TW81 | Development Zone |  | 23.0839 | 119.5159 | Taiwan | Asia | 1 | 250 | Not Decided
CND2 | Under Construction |  | 20.3129 | 110.581 | China | Asia | 1 | 6.2 | Not Decided | CNY 460 million
CN6O | Fully Commissioned | 55.0808 | 20.6269 | 110.7566 | China | Asia | 1 | 300 | MySE6.45-180 (MingYang) | CNY 5480.89 million
CN8A | Fully Commissioned | 54.1276 | 20.558 | 110.7546 | China | Asia | 1 | 300 | GW171-6.45MW (Goldwind) | CNY 4999.1 million
CN13 | Fully Commissioned | 47.3448 | 30.6074 | 121.4743 | China | Asia | 1 | 300 | SWT-6.0-154 (Siemens) | CNY 5591.04 million
CN1W | Fully Commissioned | 54.1403 | 30.4604 | 121.4784 | China | Asia | 1 | 301.2 | XE148-4000 (XEMC), 34*SWT-4.0-146 (Siemens), 2*H171-6.2MW (CSIC Haizhuang Windpower Equipment) | CNY 5300 million
CN3F | Fully Commissioned | 115.0831 | 30.6294 | 121.6468 | China | Asia | 1 | 400 | MySE6.45-180 (MingYang), 32*SWT-6.25-172 (Siemens) | CNY 7220 million
CNG8 | Under Construction |  | 33.0107 | 121.0401 | China | Asia | 1 | 300 | Not Decided | CNY 420 million
TW85 | Concept/Early Planning | 170.13 | 24.8713 | 120.6167 | Taiwan | Asia | 1 | 1360 | Not Decided
TW86 | Concept/Early Planning | 171.1 | 24.7831 | 120.5528 | Taiwan | Asia | 1 | 1358 | Not Decided
CN2R | Fully Commissioned |  | 25.7359 | 119.6238 | China | Asia | 1 | 5 | XD115-5MW (XEMC - Darwind) | CNY 17.46 million
TW87 | Concept/Early Planning | 173.84 | 24.6531 | 120.4857 | Taiwan | Asia | 1 | 1728 | Current max and min figures for the Turbine MW are taken from the approved EIA application. This will be updated at a later date if the project gains site exclusivity.
TW91 | Concept/Early Planning | 89.7158 | 24.1815 | 119.7199 | Taiwan | Asia | 1 | 600 | Not Decided
TW92 | Concept/Early Planning | 112.0441 | 24.0866 | 119.7672 | Taiwan | Asia | 1 | 750 | Not Decided
TW93 | Concept/Early Planning | 106.6713 | 24.0811 | 119.8939 | Taiwan | Asia | 1 | 750 | Not Decided
CN7O | Fully Commissioned | 37.55 | 32.9145 | 121.3269 | China | Asia | 1 | 302 | SWT-4.0-146 (Siemens), 17*SWT-6.0-172 (Siemens) | CNY 5200 million
CN6F | Development Zone |  | 22.0408 | 114.1635 | China | Asia | 1 | 450 | Not Decided
CN7G | Fully Commissioned | 19.189 | 22.1007 | 113.7188 | China | Asia | 1 | 80 | DEW-D7000-186 (Dongfang Electric), 4*MySE6.45-180 (MingYang) | CNY 1401.72 million
CN86 | Fully Commissioned | 13.8474 | 22.1286 | 113.7308 | China | Asia | 1 | 120 | MySE3.0-112 (MingYang), 5*UP3000-108 (Guodian United Power), 3*MySE6.45-180 (MingYang) | CNY 2683 million
CN6E | Fully Commissioned | 54.3589 | 21.9007 | 113.4392 | China | Asia | 1 | 300 | MySE5.5-155 (MingYang) | CNY 5659.71 million
TW94 | Concept/Early Planning | 9.8793 | 24.4297 | 120.5501 | Taiwan | Asia | 1 | 300 | Not Decided
TW95 | Concept/Early Planning | 436.7904 | 24.5629 | 120.5523 | Taiwan | Asia | 1 | 3000 | Not Decided
TW97 | Concept/Early Planning | 123.4313 | 24.081 | 119.904 | Taiwan | Asia | 1 | 700 | Not Decided
TW98 | Concept/Early Planning | 131.7108 | 24.0829 | 119.7561 | Taiwan | Asia | 1 | 700 | Not Decided
TW99 | Concept/Early Planning | 147.3518 | 24.9379 | 120.7021 | Taiwan | Asia | 1 | 750 | Not Decided
TWZ0 | Concept/Early Planning |  | 84.9533 | -11.46 | Taiwan | Asia | 1 | 1500 | Not Decided
TWZ1 | Concept/Early Planning |  | 84.9344 | -11.46 | Taiwan | Asia | 1 | 1500 | Not Decided
TWZ2 | Concept/Early Planning |  | 84.9156 | -11.46 | Taiwan | Asia | 1 | 1500 | Not Decided
TWZ3 | Concept/Early Planning |  | 84.8968 | -11.46 | Taiwan | Asia | 1 | 1500 | Not Decided
TWZ4 | Concept/Early Planning |  | 84.8779 | -11.46 | Taiwan | Asia | 1 | 1500 | Not Decided
TWZ5 | Concept/Early Planning |  | 84.9533 | -11.4279 | Taiwan | Asia | 1 | 1500 | Not Decided
TWZ6 | Concept/Early Planning |  | 84.9344 | -11.4279 | Taiwan | Asia | 1 | 1500 | Not Decided
TWZ7 | Concept/Early Planning |  | 84.9156 | -11.4279 | Taiwan | Asia | 1 | 1500 | Not Decided
TWZ8 | Concept/Early Planning |  | 84.8968 | -11.4279 | Taiwan | Asia | 1 | 1500 | Not Decided
TWZ9 | Concept/Early Planning |  | 84.8779 | -11.4279 | Taiwan | Asia | 1 | 1500 | Not Decided
TZ01 | Concept/Early Planning |  | -7.2045 | 39.5425 | Tanzania | Africa | 6 | 600 | Not Decided |  | 1334568.3305